## pissued_permits
PIDPMT# | APP_DATE | FST_N | LST_NO | STREET | ST_SFX | UNIT# | STATUS | STATUS_DATE | CONTRACTOR COMPANY | DESCRIPTION
PW20140601563 | 01-JUN-14 | 1212 |  | MARINER | DR |  | COMPLETE | 06-JUN-14 | AYOOB & PEERY PLUMBING | WORK CATEGORY: 8P; ON TREASURE ISLAND: 1212 MARINER. REMOVE BOILER SN# D02CK192 AND INSTALL BOILER SN# C14256312 ON JOB 4-0586
PW20140601564 | 01-JUN-14 | 200 |  | CALIFORNIA | ST |  | COMPLETE | 05-JUN-14 | AYOOB & PEERY PLUMBING | WORK CATEGORY: 11P; JOB # 4-0600: REMOVE ONE BACKFLOW (3/4 INCH) SN # 134759.
PMW20140601566 | 01-JUN-14 | 2030 |  | BEACH | ST |  | ISSUED | 01-JUN-14 | S L MECHANICAL CONTRACTOR | WORK CATEGORY: 2M ; TWO FURNACE INSTALLING. DUCTING NEW FLUE FOR WATER HEATERS AND FURNACES.
PW20140601565 | 01-JUN-14 | 300 |  | CALIFORNIA | ST |  | COMPLETE | 05-JUN-14 | AYOOB & PEERY PLUMBING | WORK CATEGORY: 11P; JOB #4-0641: REMOVE A 3/4 INCH BACKFLOW SN#862225 AND INSTALL A NEW 3/4 INCH BACKFLOW SERIAL NUMBER #3567729
PW20140602591 | 02-JUN-14 | 428 |  | HUGO | ST |  | ISSUED | 02-JUN-14 | BRIAN FUSCO PLUMBING | WORK CATEGORY: 1P; KITCHEN AND LAUNDRY.
PP20140602191 | 02-JUN-14 | 2715 |  | TURK | BL |  | ISSUED | 02-JUN-14 | BAY METRO CORPORATION | 2ND BATHROOM REMODEL NEW SHOWER NEW TUB NEW SINK & TOILET.
PP20140602153 | 02-JUN-14 | 276 |  | FAIR OAKS | ST |  | COMPLETE | 01-JUL-14 | WEST BAY PLUMBING | TO COMPLY WITH CC 7719 (REMODEL HALF BATH REPLACE WATER HEATER FOR GAS AND FURNACE
PM20140602156 | 02-JUN-14 | 507 |  | FOERSTER | ST |  | COMPLETE | 02-JUN-14 | NESCO HEATING AND AIR CONDITIONING | INSTALL NEW FLUE STACK FOR 1 FURNACE & 1 W/H. 28FT OF DOUBLE WALL VENT PIPE.
PP20140602198 | 02-JUN-14 | 268 |  | CHURCH | ST |  | ISSUED | 02-JUN-14 | AC AND COMPANY | PROVE & INSTALL ONE 3GAL ON-DEMAND ELECTRIC WATER HEATER.
PM20140602161 | 02-JUN-14 | 1434 |  | 27TH | AV |  | ISSUED | 02-JUN-14 | KELVIN CONSTRUCTION | G/F: FURNACE INSTALLATION.
PW20140602572 | 02-JUN-14 | 50 |  | HAWTHORNE | ST |  | ISSUED | 02-JUN-14 | ANDERSON ROWE & BUCKLEY INC. | WORK CATEGORY: 5P; PROVIDE ROUGH AND FINISH PLUMBING FOR NEW TENANT SINKS RESTROOM/ SHOWER ROOMS CONDENSATE PIPING AND VENT RELOCATIONS. AR&B JOB # 14-047
PP20140602196 | 02-JUN-14 | 1388 |  | GOUGH | ST |  | ISSUED | 02-JUN-14 | CITY MECHANICAL INC | REMOVE AND REPLACE BACKFLOW DEVICE.
PP20140602189 | 02-JUN-14 | 1083 |  | CLAY | ST | 403 | ISSUED | 02-JUN-14 | GILMAN SCREENS AND KITCHENS | REPLACE KITCHEN SINK & FAUCET TOILET VANITY SINK & TUB SHOWER.
PP20140602160 | 02-JUN-14 | 1434 |  | 27TH | AV |  | ISSUED | 02-JUN-14 | KELVIN CONSTRUCTION | G/F: ADD ONE FULL BATHROOM & 1 LAUNDRY.
PW20140602583 | 02-JUN-14 | 136 |  | ANDERSON | ST |  | ISSUED | 02-JUN-14 | ECONOMY ROOTER | WORK CATEGORY: 1P; REPLACE 40 GAL GAS WATER HEATER SAME LOCATION.
PP20140602164 | 02-JUN-14 | 1170 |  | SACRAMENTO | ST | 6 | ISSUED | 02-JUN-14 | DE ALBA BROTHERS TILE CO | INSTALL 1 SHOWER PAN
PMW20140602585 | 02-JUN-14 | 816 |  | FELL | ST |  | ISSUED | 02-JUN-14 | OKELL'S FIREPLACES | WORK CATEGORY: 1M; INSTALL GAS FIREPLACE; GAS LINE WORK PERFORMED BY OTHERS
PP20140602172 | 02-JUN-14 | 2155 |  | POWELL | ST |  | COMPLETE | 05-JUN-14 | STONECRAFT TILE COMPANY | 2/F: 2 ADA SHOWER PANS.
PW20140602588 | 02-JUN-14 | 3245 |  | 21ST | ST |  | ISSUED | 02-JUN-14 | MARK T VOELKER PLUMBING | WORK CATEGORY: 2PA; SUPPLY AND INSTALL WASTE VENT WATER AND DRAIN LINES FOR BATHROOM/KITCHEN REMODEL.
PP20140602193 | 02-JUN-14 | 1412 |  | MCALLISTER | ST |  | ISSUED | 02-JUN-14 | MC GOWAN BUILDERS | INSTALL 1 SHOWER PAN
PP20140602176 | 02-JUN-14 | 1715 |  | 30TH | AV |  | ISSUED | 02-JUN-14 | 21ST CENTURY HOME IMPROVT | REMODEL KITCHEN & BATHROOM 2/F NEW BATHROOM G/F REPLACE WATER HEATER.
PP20140602168 | 02-JUN-14 | 770 |  | GUERRERO | ST | 0 | ISSUED | 02-JUN-14 | NEWEL&CO.INC. DBA:ROBERTSON- JENSEN &CO. | KITCHEN & BATHROOM REMODEL WITH SHOWER PAN LAUNDRY RELOCATION.
PP20140602192 | 02-JUN-14 | 1939 | 1939 | 15TH | ST |  | ISSUED | 02-JUN-14 | PATTANI CONSTRUCTION CO INC | NEW SINK TOILET & SHOWER
PP20140602167 | 02-JUN-14 | 2800 |  | LEAVENWORTH | ST |  | ISSUED | 02-JUN-14 | DSG MECHANICAL CORPORATION | CHANGE OUT (1) DOMESTIC BOILER AND CHANGE OUT (1) HYDRONIC BOILER
PMW20140602598 | 02-JUN-14 | 117 |  | LAIDLEY | ST |  | ISSUED | 02-JUN-14 | ALLEN HEATING & SHEET MET | WORK CATEGORY: 2M ; AIR DUCTING CHANGES AND MODIFICATIONS
PW20140602604 | 02-JUN-14 | 1632 |  | BRODERICK | ST |  | COMPLETE | 09-JUN-14 | HEGARTY PLUMBING | WORK CATEGORY: 1P; CAP OFF ILLEGAL KITCHEN
PW20140602570 | 02-JUN-14 | 460 |  | BRYANT | ST |  | ISSUED | 02-JUN-14 | KINETICS MECHANICAL SERVICES | WORK CATEGORY: 5P; ROUGH IN PLUMBING FOR WEEBLY SPACE INCLUDES (8) FIXTURES AND (8) FLOOR SINKS CONDENSATE FOR (15) FAN COILS
PW20140602567 | 02-JUN-14 | 155 |  | TERESITA | BL |  | ISSUED | 02-JUN-14 | ARB INC | WORK CATEGORY: 1P; GAS HOUSE LINE EXTENSION.
PP20140602183 | 02-JUN-14 | 2039 |  | 10TH | AV |  | ISSUED | 02-JUN-14 | G L CONSTRUCTION COMPANY | INSTALL PLUMBING & FIXTURES FOR 4-3/4 BATHROOMS KITCHEN LAUNDRY W/H & DRAIN. GAS LINES AND 2 SHOWER PANS UPGRADE MAIN SUPPLY TO 1-1/4IN.
PW20140602605 | 02-JUN-14 | 43 |  | LINDA | ST |  | ISSUED | 02-JUN-14 | BROTHER COMPANY *** CHECK I.D. *** | WORK CATEGORY: 1P; INSTALL FIVE BATHROOMS TWO KITCHENS AND TWO LAUNDRY ROOMS.
PP20140602186 | 02-JUN-14 | 550 |  | PANORAMA | DR |  | ISSUED | 02-JUN-14 | WINS CONSTRUCTION INC. | REMODEL BATHROOM: REPLACING EXISTING PIPINGS
PW20140602589 | 02-JUN-14 | 306 |  | SAN BENITO | WY |  | COMPLETE | 10-JUN-14 | URGENT ROOTER AND PLUMBING | WORK CATEGORY: 1P; INSTALL EARTHQUAKE GAS AUTOMATICALLY SHUT OFF VALVE.
PP20140602165 | 02-JUN-14 | 322 |  | ARBOR | ST |  | COMPLETE | 05-JUN-14 | JK PLUMBING | INSTALL A WATER HEATER IN GARAGE.
PM20140602195 | 02-JUN-14 | 1812 |  | 15TH | ST |  | ISSUED | 03-JUN-14 | CALQUHOUN CONSTRUCTION | REPLACE (E) 45K BTU CONSOLE FURNACE WITH NEW 40K FAU FURANCE INCLUDING EXTENDING GAS LNE TO NEW HEATER.
PP20140602199 | 02-JUN-14 | 1275 |  | BAY | ST | 3 | COMPLETE | 06-JUN-14 | TOMASZ R PODSIADLY CONSTRUCTION | 2 SHOWER PANS.
PP20140602197 | 02-JUN-14 | 805 |  | LEAVENWORTH | ST | 903 | ISSUED | 02-JUN-14 | JACK STRONG PLUMBING & BUILDING SERVICES | REPLACE KITCHEN AND BATHOROM FIXTURES NEW TOILET TUB SHOWER VALVE FAUCET REPAIR DRAINS VENTS WATER AS NEEDED.
PP20140602159 | 02-JUN-14 | 149 |  | 29TH | ST |  | ISSUED | 02-JUN-14 | C DELEON PLUMBING | INSTALL NEW PLUMBING LINES FOR 6 BATHROOMS 2 KITCHENS 2 LAUNDRYS 2 W/H FLOR DRAINS ROOF DRAINS 1 CHAMBER BOX RPELACE & UPGRADE MAIN WATER LINES NEW SEWER LINES TO S/W IWTH HOUSTRAP INSTALL AL LNEW GAS LINES & CONNECT ALL FIXTURES & WATER HEATERS.
PP20140602155 | 02-JUN-14 | 697 |  | PERALTA | AV |  | COMPLETE | 02-JUN-14 | HOMEOWNER'S PERMIT | KITCHEN SINK INSTALL AND NEW WATER FAUCET
PM20140602177 | 02-JUN-14 | 1715 |  | 30TH | AV |  | ISSUED | 02-JUN-14 | 21ST CENTURY HOME IMPROVT | REPLACE FURNACE.
PP20140602171 | 02-JUN-14 | 1812 |  | LYON | ST |  | COMPLETE | 10-JUN-14 | L D T TILE LP | 3 SHOWER PAN.
PMW20140602584 | 02-JUN-14 | 2167 |  | 18TH | AV |  | COMPLETE | 05-JUN-14 | S L MECHANICAL CONTRACTOR | WORK CATEGORY: 2M ; INSTALLING ONE GAS FURNACE DUCTING VENTS. FLUE PIPE FOR WATER HATER AND FURNACE.
PP20140602170 | 02-JUN-14 | 218 |  | 28TH | ST |  | COMPLETE | 17-JUN-14 | THE PLUMBING MINISTRY | REPLACE SEWER LATERAL FROM BUILDING TO CURB.
PMW20140602592 | 02-JUN-14 | 428 |  | HUGO | ST |  | CANCELED | 06-JUN-14 | BRIAN FUSCO PLUMBING | WORK CATEGORY: 1M; HOOD DUCT AND DRYER VENT.
PP20140602166 | 02-JUN-14 | 255 |  | EUREKA | ST | 0 | ISSUED | 02-JUN-14 | HARRINGTON CONSTRUCTION COMPANY | REPLACE TUB WITH SHOWER INSTALL NEW TOILET AND VANITY
PM20140602157 | 02-JUN-14 | 455 |  | PARIS | ST |  | ISSUED | 02-JUN-14 | D & W HVAC INC. | GAS FURNACE.
PP20140602169 | 02-JUN-14 | 3858 |  | JACKSON | ST |  | COMPLETE | 06-JUN-14 | WISHART TILE | SHOWER PAN INSPECTION.
PW20140602595 | 02-JUN-14 | 1048 |  | HAIGHT | ST |  | ISSUED | 02-JUN-14 | SAN FRANCISCO PLUMBING CO | WORK CATEGORY: 1P; ROUGH IN AND TRIM EXISTING BATHROOM
PW20140602600 | 02-JUN-14 | 1170 |  | SACRAMENTO | ST | 15 | ISSUED | 02-JUN-14 | GARIBALDI PLUMBING COMPANY INC | WORK CATEGORY: 1P; NEW PLUMBING FIXTURES IN KITCHEN AND BATHROOM.
PP20140602178 | 02-JUN-14 | 36 |  | ELSIE | ST |  | COMPLETE | 05-JUN-14 | BELL PLUMBING NORTH INC. | SEWER LINE REPLACEMENT.
PM20140602158 | 02-JUN-14 | 570 |  | 28TH | AV |  | ISSUED | 02-JUN-14 | D & W HVAC INC. | GAS FURNACE.
PP20140602162 | 02-JUN-14 | 1015 |  | PIERCE | ST | 0 | ISSUED | 02-JUN-14 | GREENE & COMPANY INC | RENEW PP20130604330: 25 UNITS: INSTALL ROUGH & FINISH PLUMBING FOR 25 BATHROOMS & 25 KITCHENS 5 WASHERES 76 FAN COIL HEATERS.
PP20140602174 | 02-JUN-14 | 1177 |  | CALIFORNIA | ST | 1707 | COMPLETE | 10-JUN-14 | HILL'S POOL SERVICE INC. | COMMON AREA - REPLACING WARRANTY HEATER WITH EXACT DUPLICATE 400 000 BTU
PMW20140602581 | 02-JUN-14 | 2730 |  | BUSH | ST |  | ISSUED | 02-JUN-14 | WARM CORPORATION WEST / WARM FLOORS | WORK CATEGORY: 1M; INSTALL HYDRONIC RADIANT HEATING SYSTEM.
PW20140602599 | 02-JUN-14 | 305 |  | SPRUCE | ST |  | ISSUED | 02-JUN-14 | WEST CORK PLUMBING | WORK CATEGORY: 2PB; REMODEL BATHROOM ADD CATCH BASIN IN GROUND LEVELREMODEL 1/2 BATH AND KITCHEN IN 2ND FLOORREMODEL MASTER AND KIDS BATHROOM AND ADD LAUNDRY AND INSTALL DECK DRAIN IN 3RD FLOORREMODEL BATHROOM ON 4TH FLOORINSTALL GAS TO WATER HEATER AND FURNACES STOVES ETC
PP20140602163 | 02-JUN-14 | 2 |  | SANTA RITA | AV |  | COMPLETE | 05-JUN-14 | ANDREW MOORE CONSULTING | INSTALL ONE SHOWER PAN.
PP20140602154 | 02-JUN-14 | 2211 |  | BRODERICK | ST |  | COMPLETE | 11-JUN-14 | WEST BAY PLUMBING | INSTALL 2 NEW DECK DRAINS ON EXISTING DECK LOCATED BETWEEN UNIT 1 & 2 ABOVE GARAGE (COMMON AREA)
PW20140602597 | 02-JUN-14 | 663 |  | HEARST | AV |  | COMPLETE | 05-JUN-14 | SAN FRANCISCO PLUMBING CO | WORK CATEGORY: 1P; REPLACE HOUSETRAP
PMW20140602586 | 02-JUN-14 | 2800 |  | LEAVENWORTH | ST |  | CANCELED | 12-JUN-14 | C A MECHANICAL INC. | WORK CATEGORY: 5M; FURNISHING AND INSTALLING A HOOD AND GREASE DUCT
PP20140602185 | 02-JUN-14 | 644 |  | BROADWAY | * |  | COMPLETE | 27-JUN-14 | CISCO FIRE SPRINKLERS INC. | ADD 5 NEW SPRINKLERS AND UPGRADE EXIST EARTHQUAKE BRACING FOR EXISTING FIRE SPRINKLER SYSTEM (WARM SHELL)
PM20140602194 | 02-JUN-14 | 3450 |  | 03RD | ST |  | COMPLETE | 08-JUL-14 | CITY MECHANICAL INC | AC #4 HEAT PUMP REPLACEMENT FOR OSHPOD 3 COMPLIANCE.
PP20140602188 | 02-JUN-14 | 569 |  | DEWEY | BL |  | ISSUED | 02-JUN-14 | GILMAN SCREENS AND KITCHENS | REPLACE 2 TOILETS 2 SINK/FAUCETS 1 TUB AND 2 SHOWER VALVES.
PMW20140602590 | 02-JUN-14 | 53 |  | SANCHEZ | ST |  | COMPLETE | 01-JUL-14 | OKELL'S FIREPLACES | WORK CATEGORY: 1M; INSTALL (2) GAS FIREPLACES; GAS LINE WORK PERFORMED BY OTHERS
PP20140602181 | 02-JUN-14 | 977 |  | RUTLAND | ST |  | ISSUED | 02-JUN-14 | WHISTLE PLUMBING | WATER HEATER INSTALL IN STORAGE AREA.
PMW20140602568 | 02-JUN-14 | 1423 |  | 16TH | AV |  | ISSUED | 02-JUN-14 | ASSOCIATED HEATING OF SF | WORK CATEGORY: 1M; FURNACE & FLUE INSTALLATION
PP20140602175 | 02-JUN-14 | 2211 |  | STOCKTON | ST |  | COMPLETE | 10-JUN-14 | HILL'S POOL SERVICE INC. | INSTALL NEW BOILER FOR "C" SWIMMING POOL. 400 000 BTU
PMW20140602574 | 02-JUN-14 | 1536 |  | SHRADER | ST |  | COMPLETE | 09-JUN-14 | OKELL'S FIREPLACES | WORK CATEGORY: 1M; INSTALL GAS FIREPLACE; GAS LINE WORK PERFORMED BY OTHERS
PMW20140602573 | 02-JUN-14 | 14 |  | ROSSI | AV |  | ISSUED | 02-JUN-14 | OKELL'S FIREPLACES | WORK CATEGORY: 1M; INSTALL GAS FIREPLACE; GAS LINE WORK PERFORMED BY OTHERS
PW20140602578 | 02-JUN-14 | 226 |  | PRINCETON | ST |  | ISSUED | 02-JUN-14 | AFFORDABLE WATER HEATERS AND PLUMBING IN | WORK CATEGORY: 1P; REPLACE WATER HEATER SAME SIZE SAME LOCATION
PW20140602579 | 02-JUN-14 | 730 |  | TARAVAL | ST |  | ISSUED | 02-JUN-14 | SUPERIOR ELECTRICAL MECH & PLUMBING INC. | WORK CATEGORY: 5P; REPLACEMENT OF AN EXISTING NATURAL GAS WATER HEATER WITH A NEW NATURAL GAS WATER HEATER.
PMW20140602593 | 02-JUN-14 | 1680 |  | PALOU | AV |  | COMPLETE | 26-JUN-14 | SYNTROL PLUMBING HEATING & AIR | WORK CATEGORY: 1M; INSTALL 70 000 BTU 4 TON FURNACE IN BASEMENT.
PP20140602180 | 02-JUN-14 | 680 |  | CAPP | ST | 3 | ISSUED | 02-JUN-14 | JAMES O'NEILL CONSTRUCTION | HOOK-UP KITCHEN SINK D/W AND STOVE.
PM20140602182 | 02-JUN-14 | 4966 |  | 17TH | ST |  | ISSUED | 02-JUN-14 | EFFICIENT ENERGY SOLUTIONS INC. | CHANGE OUT TWO (2) FURNACES. 95% AFUE ON TWO(2) NEW FURNACES.
PP20140602190 | 02-JUN-14 | 2628 |  | CLEMENT | ST |  | ISSUED | 02-JUN-14 | JASON LIU CONSTRUCTION COMPANY | 1 KITCHEN BATHROOM LAUNDRY ROOM.
PP20140602173 | 02-JUN-14 | 262 |  | UNIVERSITY | ST |  | ISSUED | 02-JUN-14 | PACIFIC CORE BUILDERS GROUP INC. | NEW CONSTRUCTION 3 NEW BATHROOMS 1 KITCHEN 3 TOILETS 3 SINKS 3 BATH TUBS. KITCHEN: 1 SINK 1 DISPOSAL 1 DISHWASHER GARAGE: 1 WASHER/DRYER A GARAGE FLOOR DRAIN 1 LIGHTWELL FLOOR DRAIN 1 BACKYARD FLOOR DRAIN
PW20140602569 | 02-JUN-14 | 516 |  | DIAMOND | ST | 0 | COMPLETE | 06-JUN-14 | MCMAHON PLUMBING | WORK CATEGORY: 1P; REPLACE SEWER LATERAL AND HOUSE TRAP
PW20140602576 | 02-JUN-14 | 239 |  | 08TH | ST | 6 | ISSUED | 02-JUN-14 | DIGITAL PLUMBING | WORK CATEGORY: 1P; BATHROOM PLUMBING: SHOWER VALVE SHOWER PAN; FINISH(TOILET SINK SHOWER)
PM20140602187 | 02-JUN-14 | 550 |  | PANORAMA | DR |  | ISSUED | 02-JUN-14 | WINS CONSTRUCTION INC. | BATHROOM FAN
PW20140602577 | 02-JUN-14 | 284 |  | MISSOURI | ST |  | ISSUED | 02-JUN-14 | AFFORDABLE WATER HEATERS AND PLUMBING IN | WORK CATEGORY: 1P; REPLACE WATER HEATER SAME SIZE SAME LOCATION
PW20140602596 | 02-JUN-14 | 33 |  | NEW MONTGOMERY | ST |  | COMPLETE | 05-JUN-14 | AYOOB & PEERY PLUMBING | WORK CATEGORY: 4PB; 14-666 2 ADD 37 RELOCATES AND 3 REMOVE ON 7TH FLOOR
PW20140602580 | 02-JUN-14 | 2241 |  | GEARY | BL |  | COMPLETE | 10-JUN-14 | POTTER FIRE PROTECTION | WORK CATEGORY: 4PB; INSTALL PRE-ACTION FIRE SPRINKLER SYSTEM SUPPLYING (4) FIRE SPRINKLERS.REF. PERMIT # 2013-12-18-4449
PW20140602603 | 02-JUN-14 | 45 |  | COLE | ST |  | ISSUED | 02-JUN-14 | HEGARTY PLUMBING | WORK CATEGORY: 2PA; REMODELL 1 UNIT
PMW20140602575 | 02-JUN-14 | 47 |  | BELCHER | ST |  | ISSUED | 02-JUN-14 | NANI HEATING & AIR CONDITIONING INC | WORK CATEGORY: 1M; INSTALL THREE HIGH OFFICIAL FURNACES ONE IN THE CLOSET IN UPPER UNIT AND TWO IN THE GARAGE
PM20140602184 | 02-JUN-14 | 2039 |  | 10TH | AV |  | ISSUED | 02-JUN-14 | G L CONSTRUCTION COMPANY | INSTALL CENTRAL HEATING SYSTEM WITH SUPPLY OUTLETS RETURN INSTALL 6IN FLUE FOR FURNACE & W/H. INSTALL 2 DIRECT VENTS FOR FIREPLACE. INSTALL VENT PIPE FOR KITCHEN HOOD & BATHROOMS FAN & DRYER.
PW20140602594 | 02-JUN-14 | 2131 |  | RIVERA | ST |  | COMPLETE | 03-JUN-14 | ARB INC | WORK CATEGORY: 1P; GAS HOUSE LINE EXTENSION.
PW20140602587 | 02-JUN-14 | 2246 |  | CALIFORNIA | ST | 0 | COMPLETE | 06-JUN-14 | DE BARRA PLUMBING | WORK CATEGORY: 1P; NEW GAS LINE TO OUTDOOR HEATER.
PMW20140602571 | 02-JUN-14 | 460 |  | BRYANT | ST |  | ISSUED | 02-JUN-14 | KINETICS MECHANICAL SERVICES | WORK CATEGORY: 5M; INSTALL 31 FAN COILS 4 EXHUAST FANS 120 REGISTERS EXPOSED DUCT AND REGTANGULAR CONCEALED DUCT SHARP DUCT DISHWASHER DUCT LINE SETS BRANCH CONTROLLERS ROOF TOP EQUIPMENT.
PW20140602601 | 02-JUN-14 | 650 |  | CALIFORNIA | ST | 0 | COMPLETE | 18-JUN-14 | AYOOB & PEERY PLUMBING | WORK CATEGORY: 2PA; 14-056 24 & 25TH FLOOR BREAK ROOM SINK INSTALLATION
PW20140602582 | 02-JUN-14 | 965 |  | MISSION | ST |  | ISSUED | 02-JUN-14 | DANIEL P HEATH INC. | WORK CATEGORY: 2PA; REMODEL 4TH FLOOR RESTROOMS.
PW20140602602 | 02-JUN-14 | 468 |  | CONNECTICUT | ST |  | COMPLETE | 06-JUN-14 | EXPERT ROOTER AND PLUMBING | WORK CATEGORY: 1P; GAS LINE TO FIREPLACE
PP20140602179 | 02-JUN-14 | 207 |  | DORLAND | ST |  | ISSUED | 02-JUN-14 | EVOLUTION PLUMBING | INSTALL 110FT OF 1.5IN GAS LINE FOR OUTDOOR FIREPLACE WITH CONNECT AT METER AND FIREPLACE. STUB-OFF AT STAIRS FOR FUTURE SPA. RUN 90FT OF 4IN SEWERLINE FOR DRAINING RUN 90FT OF 1IN WATER LINE IN COPPER. ALL LINES TO TERMINATE AT STAIRS.
PMW20140602606 | 02-JUN-14 | 10 |  | HILL | ST |  | ISSUED | 02-JUN-14 | TING KUN CHOW | WORK CATEGORY: 1M; REPLACE 2 GAS FURNACE DUCTING FUEL PIPE OF WATER HEATER AND GAS FURNACE AT GARAGE AREA.
PP20140602152 | 02-JUN-14 | 3330 |  | PIERCE | ST |  | ISSUED | 02-JUN-14 | WEST BAY PLUMBING | REMODEL KITCHEN - RELOCATE WASTE VENT AND HOT & COLD WATER SUPPLY LINES FOR KITCHEN SINK
PP20140603200 | 03-JUN-14 | 819 |  | 31ST | AV |  | ISSUED | 03-JUN-14 | ALAN WONG CONSTRUCTION INC | REMODEL KITCHEN INSTALL FAUCET SINK DISHWASHER
PW20140603617 | 03-JUN-14 | 115 |  | SANSOME | ST | 0 | ISSUED | 03-JUN-14 | PRIBUSS ENGINEERING INC | WORK CATEGORY: 5P; JC3782 12TH FLOOR: FURNISH AND INSTALL (1) BREAK ROOM SINK (1) GARBAGE DISPOSER (1) CHRONOMITE WATER HEATER (2) WALL HUNG WATER CLOSET (1) URINAL AND (2) LAVATORY SINKS. PROVIDE CONNECTION FOR (1) DISHWASHER (1) REFRIGERATOR ICEMAKER AND (1) COFFEE MAKER.
PW20140603635 | 03-JUN-14 | 2231 |  | 35TH | AV |  | ISSUED | 03-JUN-14 | FLEMING PLUMBING SERVICES | WORK CATEGORY: 1P; ADJUST KITCHEN SINK DRAIN AND WATER FOR NEW CABINET AND RELOCATE EXISTING GAS LINE FOR NEW RANGE.
PW20140603627 | 03-JUN-14 | 79 |  | WATERVILLE | ST |  | ISSUED | 03-JUN-14 | RUBY PLUMBING & ELECTRICAL | WORK CATEGORY: 2PB; REMODEL & INSTALL 1 NEW BATH ROOM AT 2ND. FLOOR 1 NEW BATH ROOM ON GROUND FLOOR.
PW20140603637 | 03-JUN-14 | 1000 |  | MASON | ST |  | COMPLETE | 10-JUN-14 | DBA ACE PLUMBING & ROOTER | WORK CATEGORY: 1P; DRAIN LINE
PW20140603611 | 03-JUN-14 | 109 |  | SARGENT | ST |  | COMPLETE | 12-JUN-14 | ARB INC | WORK CATEGORY: 1P; GAS HOUSE LINE EXTENSION.
PP20140603214 | 03-JUN-14 | 3317 |  | MISSION | ST |  | COMPLETE | 12-JUN-14 | E.J. BUILDERS | TO COMPLY WITH NOV#201323331-REPLACE (1) 2IN LEAKING DRAIN PIPE @ GARAGE AREA.
PM20140603201 | 03-JUN-14 | 2170 |  | JACKSON | ST | 1 | COMPLETE | 18-JUN-14 | NAKED CONSTRUCTION | RE-FRAME EXISTING OPENING FOR NEW FIREPLACE. INSTALL NEW FIREPLACE INSERT.
PMW20140603631 | 03-JUN-14 | 2707 |  | SUTTER | ST |  | ISSUED | 03-JUN-14 | COMPARE HEATING AIR CONDITIONING & SHEET | THIS PAYS FOR INSPECTIONS RELATED TO ORIGINAL PERMIT # PMW20140530535 FILED 5/30/2014. DOW: WORK CATEGORY: 1M; NEW GAS LINE TO FURNACE
PW20140603634 | 03-JUN-14 | 550 |  | KEARNY | ST |  | ISSUED | 03-JUN-14 | BAYLINE MECHANICAL INC | WORK CATEGORY: 5P; 5TH FLOOR - INSTALL ONE NEW KITCHEN SINK
PP20140603209 | 03-JUN-14 | 460 |  | BRYANT | ST |  | ISSUED | 03-JUN-14 | ALLIED FIRE PROTECTION | "WEEBLY - TI" FIRE SPRINKLER BASEMENT LEVEL (21) ADD UPRIGHTS (86) ADD PENDENTS; 1ST FLOOR LEVEL: (10) ADD UPGRIGHTS (36) ADD PENDENTS; APN: 201312194664-R1
PP20140603231 | 03-JUN-14 | 1354 | 1356 | 42ND | AV |  | ISSUED | 03-JUN-14 | GOOD NEIGHBOR CONSTRUCTION | TWO (2) KITCHEN & FOUR (4) BATH REMODEL
PW20140603638 | 03-JUN-14 | 930 |  | SHOTWELL | ST |  | ISSUED | 03-JUN-14 | HEGARTY PLUMBING | WORK CATEGORY: 2PA; INSTALL RADIANT HEATING SYSTEM IN 2 UNITS INCLUDING 2 BOILERS AND FLUES
PP20140603222 | 03-JUN-14 | 88 |  | WHITNEY | ST |  | ISSUED | 03-JUN-14 | OCCIDENTAL EXPRESS | REMODEL MAIN FLOOR KITCHEN INCLUDING RELOCATOING AND REPLCING FIXTURES AND RMEODEL TOP BATHROOM INCLUDING SHOWER PAN.
PW20140603618 | 03-JUN-14 | 111 |  | PINE | ST |  | ISSUED | 03-JUN-14 | PRIBUSS ENGINEERING INC | WORK CATEGORY: 5P; JC3783 1ST FLOOR: FURNISH AND INSTALL (1) ADA SINK (1) GARBAGE DISPOSER (1) TANKLESS WATER HEATER (1) ABOVE FLOORHUB DRAIN (2) WATER CLOSETS (1) LAVATORY SINK. PROVIDE CONNECTION FOR (1) DISHWASHER AND (1) LAVATORY SINK. PROVIDE CONNECTION FOR (1) DISHWASHER AND (1) REFRIGERATOR ICEMAKER. PROVIDE CONDENSATE DRAIN PIPING FOR (1) HVAC UNIT.
PW20140603616 | 03-JUN-14 | 350 |  | RHODE ISLAND | ST |  | ISSUED | 03-JUN-14 | PRIBUSS ENGINEERING INC | WORK CATEGORY: 5P; JC3784 3RD FLOOR - FURNISH AND INSTALL (1) BREAKROOM SINK (1) GARBAGE DISPOSER AND (1) CHRONOMITE WATER HEATER. PROVIDE CONNECTION FOR (1) DISHWASHER AND (1) REFRIGERATOR ICE MAKER.
PW20140603615 | 03-JUN-14 | 201 |  | CALIFORNIA | ST | 0 | COMPLETE | 09-JUN-14 | GOLDEN GATE FIRE PROTECTION INC | WORK CATEGORY: 4PB; RELOCATE 8 HEADS FOR NEW WALLS AND CEILING ON THE 6TH FL GGFP # 14-208
PM20140603216 | 03-JUN-14 | 218 |  | MALLORCA | WY | 0 | COMPLETE | 12-JUN-14 | A C HEATING & COOLING SERVICE INC. | REPLACE FURNACE.
PM20140603224 | 03-JUN-14 | 37 |  | HIGH | ST |  | COMPLETE | 26-JUN-14 | HVP GENERAL CONTRACTOR | INSTALLATOIN OF NEW HEAT PUMP TO ENTERTAINMENT ROOM IN BASEMENT.
PP20140603225 | 03-JUN-14 | 666 |  | 47TH | AV |  | COMPLETE | 11-JUN-14 | DISCOUNT PLUMBING CO | HOUSE TRAP & SEWER LINE REPLACEMENT.
PP20140603227 | 03-JUN-14 | 530 |  | JONES | ST |  | COMPLETE | 11-JUN-14 | SUPERIOR PLUMBING | UNITS 1/2/3: REINSTALL 3 GAS WALL HEATERS 1 PER UNIT.
PW20140603630 | 03-JUN-14 | 555 |  | MONTGOMERY | ST |  | COMPLETE | 09-JUN-14 | AYOOB & PEERY PLUMBING | WORK CATEGORY: 4PB; 14-671 18 SPRINKLER HEAD RELOCATES AND 5 ADDS ON 12TH FLOOR
PW20140603629 | 03-JUN-14 | 2801 |  | TURK | BL |  | ISSUED | 03-JUN-14 | DEJAGER & REILLY PLUMBING & HEATING | WORK CATEGORY: 1P; REPLACEMENT OF WILKINS 1/2" BACKFLOW DEVICE SERIAL #W091102 (NON-REPAIRABLE) WITH NEW WILKINS 1/2" RP 975 XL2 SERIAL #W399629.
PP20140603229 | 03-JUN-14 | 275 |  | CLIPPER | ST |  | ISSUED | 03-JUN-14 | GARY LIU CONSTRUCTION INC (ASK FOR ID) | REMODEL 2 BATHROOMS & 1 KITCHEN.
PMW20140603613 | 03-JUN-14 | 300 |  | GAVEN | ST |  | COMPLETE | 17-JUN-14 | PENINSULA HEATING | WORK CATEGORY: 1M; REPLACE 4 EXISTING HEATERS AND AIR CONDITIONING UNITS.
PP20140603220 | 03-JUN-14 | 87 |  | 06TH | AV |  | ISSUED | 03-JUN-14 | MULHALL CONSTRUCTION | G/F: ADD 1/2 BATHROOM.
PW20140603626 | 03-JUN-14 | 2647 |  | BUCHANAN | ST |  | COMPLETE | 11-JUN-14 | DEJAGER & REILLY PLUMBING & HEATING | WORK CATEGORY: 1P; REPLACING 100 GALLON WATER HEATER
PW20140603632 | 03-JUN-14 | 1218 |  | PAGE | ST | 0 | ISSUED | 03-JUN-14 | ECONOMY ROOTER | WORK CATEGORY: 1P; REPLACE 40 GAL GAS WATER HEATER SAME LOCATION.
PW20140603623 | 03-JUN-14 | 79 |  | EVERSON | ST |  | COMPLETE | 10-JUN-14 | DBA ACE PLUMBING & ROOTER | WORK CATEGORY: 1P; SEWER REPLACEMENT
PM20140603226 | 03-JUN-14 | 155 |  | CONNECTICUT | ST |  | COMPLETE | 24-JUN-14 | ALASKA REFRIG & HVAC | REPLACE THE EXISTING FURNACE INSTALL A NEW FURNACE ONE NEW EVAPORATOR COIL 5-TON COOLING ONE OUTDOOR CONDENSING UNITS OF 60K BTU COOLING CAPICITY 16 SEER EFFICIENCY WITH 270LBS. NEW ROOF CURB. 1 220-1PH FOR THE CONDENSOR UNIT NEW LINE SET.
PP20140603219 | 03-JUN-14 | 15 |  | LOMBARD | ST |  | ISSUED | 03-JUN-14 | BARNUM BUILDNG AND DESIGN | INSTALL BATHROOM SINK
PP20140603215 | 03-JUN-14 | 330 |  | BRIGHT | ST |  | COMPLETE | 20-JUN-14 | E.J. BUILDERS | REPAIR GAS LEAK PER GF&E INSPECTION.
PM20140603207 | 03-JUN-14 | 1986 |  | 18TH | AV |  | ISSUED | 03-JUN-14 | THE GARZA COMPANY | REPLACE CENTRAL HEATER UNIT.
PW20140603622 | 03-JUN-14 | 2687 |  | PINE | ST |  | COMPLETE | 03-JUL-14 | STAN PLUMBING | WORK CATEGORY: 1P; CORRECT PLUMBING ON REPORT DATED 3-13-14. UNDER CC-7641
PP20140603230 | 03-JUN-14 | 3332 |  | CABRILLO | ST |  | ISSUED | 04-JUN-14 | CHAVEZ PLUMBING | KITCHEN AND DOWNSTAIRS BATH REMODEL DRAIN VENT WAST AND GAS
PP20140603223 | 03-JUN-14 | 128 |  | JONES | ST | 0 | ISSUED | 03-JUN-14 | OCCIDENTAL EXPRESS | REMODEL 4 COMMON BATHROOMS & REPLACING SHOWER PANS. INSTALL WASH BASINS IN 16 ROOMS.
PP20140603228 | 03-JUN-14 | 3326 |  | CABRILLO | ST |  | ISSUED | 03-JUN-14 | CHAVEZ PLUMBING | KITCHEN AND TWO BATH REMODEL INCLUDING DOMESTIC WASTE VENT WATER AND GAS PIPE LINES
PM20140603204 | 03-JUN-14 | 1809 | 1811 | 38TH | AV | 0 | COMPLETE | 24-JUN-14 | A J S RAINGUTTERS & GENERAL SHEET METAL | RELOCATE FURNACE EXTEND AND ADD NEW DUCTING AND SHEET METAL FLUE.
PW20140603612 | 03-JUN-14 | 55 |  | 02ND | ST | 0 | ISSUED | 03-JUN-14 | D P W INC. | WORK CATEGORY: 5P; 11TH FL. WORK -3 TENANT SINK LOCATIONS ONE NEW MEN'S AND WOMEN'S TOILET ROOMS WITH WATER HEATER CONDENSATE ADA UPGRADES ON EXISTING BASE BUILDING TOILET ROOMS. 9TH AND 10TH FL WORK - 3 TENANT SINKS PER FLOOR CONDENSATE AND BASE BLDG. TOILET ROOM UPGRADES PER FLOOR.
PP20140603212 | 03-JUN-14 | 149 |  | GOUGH | ST |  | ISSUED | 03-JUN-14 | JADE PLUMBING COMPANY INC | REPLACE EXISTING WATER CLOSET RELOCATE EXISTING LAVATORY AND BAR SINK
PW20140603620 | 03-JUN-14 | 243 |  | DRAKE | ST |  | COMPLETE | 10-JUN-14 | ARB INC | WORK CATEGORY: 1P; GAS HOUSE LINE EXTENSION.
PP20140603206 | 03-JUN-14 | 1986 |  | 18TH | AV |  | ISSUED | 03-JUN-14 | THE GARZA COMPANY | FIRE DAMANGE REPAIR. REPLACE THE EXISTING SINKS & WATER CLOSET.
PW20140603633 | 03-JUN-14 | 1 |  | SANSOME | ST |  | ISSUED | 03-JUN-14 | BAYLINE MECHANICAL INC | WORK CATEGORY: 5P; 39TH FLOOR - INSTALL ONE NEW KITCHEN SINK
PP20140603208 | 03-JUN-14 | 2665 |  | FRANKLIN | ST | 0 | ISSUED | 03-JUN-14 | A VALENTE & SONS INC | REMOVE AND REPLACE A NEW BOILER [INSTALLED BY OTHERS].
PW20140603628 | 03-JUN-14 | 1929 |  | GOLDEN GATE | AV |  | COMPLETE | 05-JUN-14 | O'CONNOR PLUMBING & FIRE PROTECTION | WORK CATEGORY: 2PA; ALL WORK TO BE DONE ON UPPER UNIT. TESTING OF NEW GAS LINE FOR NEW GAS METER. INSTALLATION OF GAS SHUT OFF VALVE FOR EXISTING UPPER LEVEL RANGE. ROUGH IN CLOTHES WASHER HOOK UP FOR UPPER UNIT. TRANSFERING FROM EXISTING PERMIT # PW20140508987 TO NEW ADDRESS PER INSPECTORS REQUEST.
PW20140603607 | 03-JUN-14 | 1958 |  | VALLEJO | ST | 11 | COMPLETE | 10-JUN-14 | SAN YI PLUMBING LTD. | WORK CATEGORY: 1P; RELOCATE WASH MACHINE DRAIN.
PP20140603211 | 03-JUN-14 | 3421 |  | SCOTT | ST | 0 | ISSUED | 03-JUN-14 | F LIU CONSTRUCTION | (N) FULL BATH AT 3RD FLOOR: 1 TOILET 1 VANITY HAND SINK 1 SHOWER PAN
PW20140603624 | 03-JUN-14 | 657 |  | CAYUGA | AV |  | COMPLETE | 10-JUN-14 | IN & OUT DRAIN CLEANING INC. | WORK CATEGORY: 1P; SEWER LINE
PP20140603218 | 03-JUN-14 | 2234 |  | CHESTNUT | ST |  | ISSUED | 03-JUN-14 | A B C PLUMBING INC | NEW RESTROOM (1) WATER CLOSET (1) LAVATORY 3 COMP SINK PREP SINK HAND SINK FLOOR SINK WATER HEATER OVEN
PP20140603217 | 03-JUN-14 | 2810 |  | FRANKLIN | ST | 0 | COMPLETE | 10-JUN-14 | DEJAGER & REILLY PLUMBING & HEATING | INSTALLATION OF NEW BOOSTER HEATER
PW20140603625 | 03-JUN-14 | 266 |  | VALLEY | ST |  | ISSUED | 03-JUN-14 | SMELLY MEL'S | WORK CATEGORY: 1P; SEWER REPAIR
PM20140603205 | 03-JUN-14 | 3822 |  | FULTON | ST |  | COMPLETE | 11-JUN-14 | HUA TONG ENGR GRP INC.****SHOW ID***** | REPLEACE HEATING [FURNACE].
PP20140603202 | 03-JUN-14 | 982 |  | MARKET | ST | 0 | COMPLETE | 24-JUN-14 | INTERNATIONAL FIRE EQUIP | BASEMENT: SHOW HEADS IN THE LOBBY SHOWS ADDED HEADS IN HALL WAYS SHOW MECH TEES SHOW THEATER RISER. REF BLDG PERMIT #201406037308
PW20140603636 | 03-JUN-14 | 1355 |  | FAIRFAX | AV |  | COMPLETE | 13-JUN-14 | JAMES CACCIA PLUMBING | WORK CATEGORY: 1P; INSTALL NEW 1.5" GAS LINE FOR GENERATORS
PW20140603608 | 03-JUN-14 | 2 |  | SAN MARCOS | AV |  | COMPLETE | 10-JUN-14 | ARB INC | WORK CATEGORY: 1P; GAS HOUSE LINE EXTENSION.
PW20140603639 | 03-JUN-14 | 15 |  | PUTNAM | ST |  | ISSUED | 03-JUN-14 | ALLIANCE PLUMBING WORKS INC | WORK CATEGORY: 2PA; ROUGH IN AND FINISH PLUMBING AS PER PLAN FOR REMODEL KITCHEN AND TWO BATHROOM.
PW20140603609 | 03-JUN-14 | 275 |  | CASTENADA | AV |  | COMPLETE | 11-JUN-14 | ARB INC | WORK CATEGORY: 1P; GAS HOUSE LINE EXTENSION.
PP20140603221 | 03-JUN-14 | 257 |  | COLON | AV |  | COMPLETE | 08-JUL-14 | CHIN PANG CONSTRUCTION CO ***CHECK ID*** | REMODEL BATHROOM: MOVE SINK TO OTHER SIDE.
PW20140603610 | 03-JUN-14 | 123 |  | MISSION | ST | 0 | COMPLETE | 02-JUL-14 | GOLDEN GATE FIRE PROTECTION INC | WORK CATEGORY: 4PB; RELOCATE 94 EXISTING PENDENT HEADS FOR NEW WALLS AND CEILING ON THE 9TH FL GGFP #14-197
PW20140603619 | 03-JUN-14 | 456 |  | MISSOURI | ST |  | COMPLETE | 12-JUN-14 | AFFORDABLE WATER HEATERS AND PLUMBING IN | WORK CATEGORY: 1P; REPLACE WATER HEATER SAME SIZE SAME LOCATION
PM20140603233 | 03-JUN-14 | 116 |  | CHAVES | AV |  | ISSUED | 03-JUN-14 | GOOD NEIGHBOR CONSTRUCTION | 1ST FLOOR ADD (2) BED (1) FAMILY (2) FULL BATH. 2ND FLOOR: REMODEL KITCHEN & 1 BATH.
PP20140603203 | 03-JUN-14 | 1225 |  | BAY | ST |  | ISSUED | 03-JUN-14 | R. E. M. BOILER | REPLACE STEAM BOILER 236 000 BTU. REPLACE HOT WATER BOILER 199 000 BTU AND STORAGE TANK.
PW20140603621 | 03-JUN-14 | 270 |  | DRAKE | ST |  | ISSUED | 03-JUN-14 | ARB INC | WORK CATEGORY: 1P; GAS HOUSE LINE EXTENSION.
PP20140603213 | 03-JUN-14 | 168 |  | PROSPECT | AV |  | ISSUED | 03-JUN-14 | BUILT BY TODD | REPLACE 1 SINK 1 TOILET TUB/SHOWER ON 2ND FLR & GARAGE
PP20140603232 | 03-JUN-14 | 116 |  | CHAVES | AV |  | ISSUED | 03-JUN-14 | GOOD NEIGHBOR CONSTRUCTION | 1ST FLOOR ADD (2) BED (1) FAMILY (2) FULL BATH. 2ND FLOOR: REMODEL KITCHEN & 1 BATH.
PP20140603210 | 03-JUN-14 | 1127 |  | MARKET | ST |  | ISSUED | 03-JUN-14 | PRIBUSS ENGINEERING INC | RENOVATION OF 4 STORY BUILDING SERVICES TO INCLUDE WASTE VENT DOMESTIC WATER STORM DRAIN GAS & CONDENSATE PIPING. JC366
PW20140603614 | 03-JUN-14 | 221 |  | SARGENT | ST |  | COMPLETE | 19-JUN-14 | ARB INC | WORK CATEGORY: 1P; GAS HOUSE LINE EXTENSION.
PW20140604641 | 04-JUN-14 | 327 |  | BALBOA | ST |  | ISSUED | 04-JUN-14 | STEVEN YEUNG INC DBA CHUNG WAH PLBG&FIRE | WORK CATEGORY: 2PB; ROUGH IN 2 ADA BATHROOMS ON THE GROUND FLOOR. 2 BATHROOMS AND 2 KITCHENS ON THE SECOND FLOOR.
PP20140604255 | 04-JUN-14 | 825 |  | POST | ST | 408 | ISSUED | 04-JUN-14 | NOMELLINI CONSTRUCTION | KITCHEN & BATHROOM REMODELS PROVIDE PLUMBING FOR EXISTING KITCHEN & BATHROOM UPGRADE.
PW20140604658 | 04-JUN-14 | 363 |  | ROLPH | ST |  | COMPLETE | 16-JUN-14 | ARB INC | WORK CATEGORY: 1P; GAS HOUSE LINE EXTENSION.
PM20140604243 | 04-JUN-14 | 2418 |  | BALBOA | ST |  | ISSUED | 04-JUN-14 | S & F CONSTRUCTION | INSTALL 2 FURNACES AND 2 WATER HEATERS.
PP20140604240 | 04-JUN-14 | 200 |  | AMBER | DR |  | ISSUED | 04-JUN-14 | ARTISTIC GEOMETRY INC | SHOWER PAN WATERPROFFING INSPECTION
PW20140604678 | 04-JUN-14 | 124 |  | ELLSWORTH | ST |  | ISSUED | 04-JUN-14 | BEST PLUMBING CHOICE | WORK CATEGORY: 2PB; 21/2 BATHROOMS KITCHEN LAUNDRY ETC.
PP20140604249 | 04-JUN-14 | 190 |  | THE EMBARCADERO | * | 7/F | ISSUED | 04-JUN-14 | AQUAMATIC FIRE PROTECTION | AS BUILT. REF T.I PA# 201404012161 FIRE SPRINKLERS.
PP20140604259 | 04-JUN-14 | 1315 |  | LEAVENWORTH | ST |  | COMPLETE | 20-JUN-14 | SHING PLUMBING CO | INTALL PLUMBING FIXTURES FOR BATHROOMS KITCHEN AND LAUNDRY.
PP20140604244 | 04-JUN-14 | 6148 |  | CALIFORNIA | ST |  | ISSUED | 04-JUN-14 | BAY CITY BUILDER | BRING (E) 3 WATER HEATERS UP TO CODE.
PW20140604670 | 04-JUN-14 | 100 |  | TERESITA | BL |  | COMPLETE | 05-JUN-14 | ARB INC | WORK CATEGORY: 1P; GAS HOUSE LINE EXTENSION.
PW20140604664 | 04-JUN-14 | 391 |  | ROLPH | ST |  | COMPLETE | 17-JUN-14 | ARB INC | WORK CATEGORY: 1P; GAS HOUSE LINE EXTENSION.
PW20140604657 | 04-JUN-14 | 25 |  | GRAND VIEW | AV |  | ISSUED | 04-JUN-14 | GEORGE V SALET PLUMBING INC | WORK CATEGORY: 1P; RUN WATER LINE FROM METER TO BUILDING
PW20140604662 | 04-JUN-14 | 384 |  | ROLPH | ST |  | COMPLETE | 17-JUN-14 | ARB INC | WORK CATEGORY: 1P; GAS HOUSE LINE EXTENSION.
PW20140604679 | 04-JUN-14 | 50 |  | CALIFORNIA | ST |  | COMPLETE | 19-JUN-14 | E M S PLUMBING | WORK CATEGORY: 5P; REPLACE MAIN FLOOR HWS/R PIPING LOOP.
PW20140604666 | 04-JUN-14 | 4194 |  | CESAR CHAVEZ | ST |  | COMPLETE | 16-JUN-14 | ARB INC | WORK CATEGORY: 1P; GAS HOUSE LINE EXTENSION.
PP20140604261 | 04-JUN-14 | 270 |  | TURK | ST | 1008 | COMPLETE | 09-JUN-14 | FAULT LINE PLUMBING INC | REPLACEMENT OF NIPPLE IN TRAP ARM. REF COMPLAINT #201472051.
PP20140604245 | 04-JUN-14 | 174 |  | DOWNEY | ST | 0 | ISSUED | 04-JUN-14 | PAUL MCGRATH GENERALCONTRACTOR | REPLACE KITCHEN SINK DIPOSAK DISHWASHER & STOIVE. ADD ICE MAKER BATHROOM: REPLCE TOILET VANITY & TUB.
PW20140604656 | 04-JUN-14 | 350 |  | ROLPH | ST |  | COMPLETE | 16-JUN-14 | ARB INC | WORK CATEGORY: 1P; GAS HOUSE LINE EXTENSION.
PP20140604248 | 04-JUN-14 | 386 |  | GEARY | ST | 1/F | ISSUED | 04-JUN-14 | AQUAMATIC FIRE PROTECTION | ADD/RELOCATE (39) PENDENT SPRINKLERS ADD (4) UPRIGHT SPRINKLERS ADD (2) SIDEWALL SPRINKLERS.
PW20140604653 | 04-JUN-14 | 5 |  | CORDOVA | ST |  | COMPLETE | 25-JUN-14 | ARB INC | WORK CATEGORY: 1P; GAS HOUSE LINE EXTENSION.
PP20140604256 | 04-JUN-14 | 765 |  | GEARY | ST |  | ISSUED | 05-JUN-14 | NOMELLINI CONSTRUCTION | KITCHEN & BATHROOM REMODELS PROVIDE PLUMBING FOR EXISTING KITCHEN & BATHROOM UPGRADE.
PW20140604654 | 04-JUN-14 | 339 |  | ROLPH | ST |  | ISSUED | 04-JUN-14 | ARB INC | WORK CATEGORY: 1P; GAS HOUSE LINE EXTENSION.
PW20140604659 | 04-JUN-14 | 368 |  | ROLPH | ST |  | COMPLETE | 17-JUN-14 | ARB INC | WORK CATEGORY: 1P; GAS HOUSE LINE EXTENSION.
PM20140604234 | 04-JUN-14 | 3066 |  | 25TH | ST |  | COMPLETE | 09-JUN-14 | BIG RED CONSTRUCTION | INSTALL (N) FAU UNIT.
PW20140604665 | 04-JUN-14 | 395 |  | ROLPH | ST |  | COMPLETE | 25-JUN-14 | ARB INC | WORK CATEGORY: 1P; GAS HOUSE LINE EXTENSION.
PW20140604650 | 04-JUN-14 | 325 |  | ROLPH | ST |  | COMPLETE | 11-JUN-14 | ARB INC | WORK CATEGORY: 1P; GAS HOUSE LINE EXTENSION.
PMW20140604648 | 04-JUN-14 | 3060 |  | JACKSON | ST |  | ISSUED | 04-JUN-14 | BLAZE FIREPLACES OF NO CAL | WORK CATEGORY: 1M; INSTALL ONE FIREPLACE
PP20140604265 | 04-JUN-14 | 58 |  | COLLINGWOOD | ST |  | COMPLETE | 13-JUN-14 | BURRADELL CONSTRUCTION INC | CHANGE COUNTER TOP IN BATHROOM (E) FOR 2 LAVY'S ONLY. OK MM.
PW20140604673 | 04-JUN-14 | 2327 |  | ANZA | ST |  | ISSUED | 04-JUN-14 | F W H ACQUISITION CO LLC DBA FAST WATER | WORK CATEGORY: 1P; REMOVE AND REPLACE WATER HEATER IN THE SAME PLACE
PMW20140604647 | 04-JUN-14 | 191 |  | CHRISTOPHER | DR |  | ISSUED | 04-JUN-14 | CALIFORNIA DELTA MECHANICAL INC | WORK CATEGORY: 1M; INSTALLING 70K BTU FURNACE - REPLACING EXISTING UNIT IN CURRENT LOCATION
PP20140604250 | 04-JUN-14 | 626 |  | HEARST | AV |  | COMPLETE | 12-JUN-14 | MICHAEL HEAVEY CONSTRUCTION INC | REPLACE 25LF OF DAMAGED SEWER LINE INCLUDING HOUSE TRAP & CLEAN OUT.
PW20140604675 | 04-JUN-14 | 662 |  | CAPP | ST |  | COMPLETE | 26-JUN-14 | J E BROWN CO MECHANICAL | WORK CATEGORY: 11P; INSTALLATION OF A METER AND BACKFLOW ON THE BYPASS FOR THE FIRE SERVICE.
PW20140604642 | 04-JUN-14 | 690 |  | FOLSOM | ST |  | ISSUED | 04-JUN-14 | D P W INC. | WORK CATEGORY: 5P; NEW BASE BUILDING BUILD-OUT INCLUDES: UG WASTE PIPING INCLUDES 4 FUTURES STUBS FUTURES ON 1ST AND 2ND FLOORS 3 DRAIN LOCATIONS 2 PLANTER DRAINS AND SAND TRAP. COLD WATER INCLUDES FUTURES AND 4 HOSE BIBS STORM DRAIN SYSTEM INCLUDES 4 ROOF DRAINS AND OVERFLOWS 6 OTHER DRAIN LOCATIONS GAS TO INCLUDE 2 NEW SERVICES FOR THE TENANT AND BASE BUILDING AND CONNECTION TO 1 ROOF UNIT CONDENSATE DRAINS 2ND FLOOR TOILET ROOMS.
PW20140604643 | 04-JUN-14 | 37 |  | HIGH | ST |  | COMPLETE | 17-JUN-14 | HEISE'S PLUMBING | WORK CATEGORY: 1P; 1 1/2" COMBINATION WATER SERVICE CONNECT TO SPRINKLER SYSTEM
PP20140604260 | 04-JUN-14 | 4138 |  | GEARY | BL |  | ISSUED | 04-JUN-14 | SHING PLUMBING CO | TO COMPLY WITH COMPLAINT #201475152.
PP20140604252 | 04-JUN-14 | 556 |  | PERALTA | AV |  | COMPLETE | 11-JUN-14 | M C PLUMBING | INSTALL NEW KITCHEN FAUCET
PP20140604242 | 04-JUN-14 | 2418 |  | BALBOA | ST |  | ISSUED | 04-JUN-14 | S & F CONSTRUCTION | REMODEL ONE BATHROOM AND ONE KITCHIN ON 2/F. ADD 2 BATHROOMS AND 1 ONE LAUNDRY ON 2/F. ADD 2 BATHROOM AND ONE LAUNDRY AT 1/F. NEW WATER HEATERS (2).
PW20140604644 | 04-JUN-14 | 269 |  | ANDOVER | ST |  | ISSUED | 04-JUN-14 | REID HEATING & ENERGY INC. | WORK CATEGORY: 2PA; RADIANT HEATING SYSTEM PEX TUBING GAS PIPING UNDER 200K BTU BOILER BACKFLOW DEVICE
PW20140604677 | 04-JUN-14 | 1525 |  | FILLMORE | ST |  | ISSUED | 04-JUN-14 | CITY FRONT PLUMBING INC | WORK CATEGORY: 6PB; ADDITION OF RESTAURANT
PP20140604253 | 04-JUN-14 | 6130 |  | GEARY | BL |  | COMPLETE | 24-JUN-14 | M C PLUMBING | INSTALL 3/4 PRESSURE REDUCING VALVE AT MAIN WATER LINE
PW20140604652 | 04-JUN-14 | 335 |  | ROLPH | ST |  | COMPLETE | 11-JUN-14 | ARB INC | WORK CATEGORY: 1P; GAS HOUSE LINE EXTENSION.
PP20140604254 | 04-JUN-14 | 1247 |  | HARRISON | ST | 1 | COMPLETE | 17-JUN-14 | GREEN GIANT CONSTRUCTION | 1 SHOWER PAN ONLY
PP20140604235 | 04-JUN-14 | 451 |  | JOOST | AV |  | REINSTATED | 17-JUN-14 | BR TROIKA INC. DBA MR ROOTER PLUMBING | HOUSE TRAP REPLACEMENT.
PP20140604246 | 04-JUN-14 | 631 |  | 11TH | AV |  | ISSUED | 04-JUN-14 | WANG CONSTRUCTION CO. | REMODEL BATH NEW TUB NEW TOILET SINK NEW TILES NOT CHANCING PIPES.
PP20140604262 | 04-JUN-14 | 376 |  | SAN CARLOS | ST |  | ISSUED | 04-JUN-14 | SUPERIOR STRUCTURES | LOWER UNIT - REMODEL OF 1 EXISTING BATHROOM SHOWER PAN AND TOILET; KITCHEN REMODEL - SINK DISHWASHER; UPPER UNIT (2) NEW BATHROOMS BOTH WITH TUBS; REMODEL 4 EXISTING BATHROOMS WITH TUBS FOR ALL 3 BATHROOMS AND 1 BATHROOM WITH ONLY TOILET AND SINK; KITCHEN REMODEL - SINK DISHWASHER
PW20140604651 | 04-JUN-14 | 329 |  | ROLPH | ST |  | COMPLETE | 11-JUN-14 | ARB INC | WORK CATEGORY: 1P; GAS HOUSE LINE EXTENSION.
PMW20140604680 | 04-JUN-14 | 88 |  | WHITNEY | ST |  | ISSUED | 04-JUN-14 | JAMES MECHANICAL CO | WORK CATEGORY: 1M; INSTALL ONE GAS FURNACE WITH PVC VENT AND INSTALL PVC VENT FOR TANKLESS WATER HEATER.
PW20140604660 | 04-JUN-14 | 373 |  | ROLPH | ST |  | COMPLETE | 17-JUN-14 | ARB INC | WORK CATEGORY: 1P; GAS HOUSE LINE EXTENSION.
PP20140604236 | 04-JUN-14 | 3502 |  | CLEMENT | ST |  | FILED | 04-JUN-14 | SAN FRANCISCO REC AND PARK | LINCOLN PARK GOLF COURSE: REMOVE EXISTING BOILER INOPERABLE.
PP20140604266 | 04-JUN-14 | 315 |  | LAUREL | ST |  | CANCELED | 02-JUL-14 | PIPE SPY MARIN INC | SPOT REPAIR REPLACE AND ADJUST PIPE FOR PROPER SLOPE.
PP20140604241 | 04-JUN-14 | 1628 |  | VALLEJO | ST | 4 | COMPLETE | 11-JUN-14 | BAY CITY BUILDER | 1 SHOWER PAN FOR MASTER SHOWER.
PP20140604238 | 04-JUN-14 | 30 |  | ROCKWOOD | CT |  | ISSUED | 04-JUN-14 | WARD-TEK INC. | SMALL PLUMBING REPAIRSE TO REPLCE 3 SHOWER VALVES REPLACE 2 SHOWER PANS 2 TOILETS 2 PEDESTAL SINKS REPAIRS ON MASTER BATHROOM & BATHROOM AT GARAGE AREA.
PW20140604663 | 04-JUN-14 | 385 |  | ROLPH | ST |  | COMPLETE | 17-JUN-14 | ARB INC | WORK CATEGORY: 1P; GAS HOUSE LINE EXTENSION.
PW20140604667 | 04-JUN-14 | 4201 |  | 26TH | ST |  | ISSUED | 04-JUN-14 | ARB INC | WORK CATEGORY: 1P; GAS HOUSE LINE EXTENSION.
PM20140604247 | 04-JUN-14 | 92 |  | HOMESTEAD | ST |  | COMPLETE | 10-JUN-14 | JOHN J CARMODY PLUMBING | INSTALL FIRE PLACE INSERT; GAS FIRED; AND NEW FLUE
PW20140604676 | 04-JUN-14 | 1469 |  | DOLORES | ST |  | ISSUED | 04-JUN-14 | DE BARRA PLUMBING | WORK CATEGORY: 1P; REMODEL KITCHEN BATHROOM POWDER ROOM LAUNDRY AND INSTALL NEW TANKLESS WATER HEATER
PW20140604655 | 04-JUN-14 | 345 |  | ROLPH | ST |  | COMPLETE | 16-JUN-14 | ARB INC | WORK CATEGORY: 1P; GAS HOUSE LINE EXTENSION.
PP20140604257 | 04-JUN-14 | 320 |  | TURK | ST |  | ISSUED | 05-JUN-14 | NOMELLINI CONSTRUCTION | UNITS 204/208/401 - EACH UNIT: KITCHEN & BATHROOM REMODELS PROVIDE PLUMBING FOR EXISTING KITCHEN & BATHROOM UPGRADE.
PP20140604237 | 04-JUN-14 | 160 |  | GRAYSTONE | TR |  | ISSUED | 04-JUN-14 | BROTHER COMPANY *** CHECK I.D. *** | HOOKUP KITCHIN SINK. INSTALL NEW GAS FORE FIREPLCE.
PW20140604668 | 04-JUN-14 | 223 |  | ORIZABA | AV |  | COMPLETE | 12-JUN-14 | ARB INC | WORK CATEGORY: 1P; GAS HOUSE LINE EXTENSION.
PP20140604251 | 04-JUN-14 | 859 |  | VALLEJO | ST | 0 | COMPLETE | 20-JUN-14 | STAR ROOTER AND PLUMBING INC. | TO REPLACE SEWER LATERINGT FROM THE HOUSE ALL THE WAY TO THE S/W 15FT.
PW20140604671 | 04-JUN-14 | 3280 |  | 22ND | ST |  | COMPLETE | 12-JUN-14 | LOUGHRAN CONSTRUCTION | WORK CATEGORY: 11P; INSTALL TWO SCOOPER SINKS
PW20140604674 | 04-JUN-14 | 618 |  | 28TH | ST |  | COMPLETE | 11-JUN-14 | LUTZ PLUMBING INC | WORK CATEGORY: 1P; SECTION OF GAS LINE EXTENSION FOR FIREPLACE AND BARBEQUE
PW20140604672 | 04-JUN-14 | 17 |  | JENNINGS | CT | 0 | ISSUED | 04-JUN-14 | F W H ACQUISITION CO LLC DBA FAST WATER | WORK CATEGORY: 1P; REMOVE AND REPLACE WATER HEATER IN THE SAME LOCATION
PP20140604239 | 04-JUN-14 | 1650 |  | PORTOLA | DR |  | ISSUED | 04-JUN-14 | DOMICILE CONSTRUCTION | CHANGING A KITCHEN FAUCET.
PW20140604661 | 04-JUN-14 | 374 |  | ROLPH | ST |  | COMPLETE | 17-JUN-14 | ARB INC | WORK CATEGORY: 1P; GAS HOUSE LINE EXTENSION.
PP20140604258 | 04-JUN-14 | 57 |  | TAYLOR | ST |  | ISSUED | 04-JUN-14 | NOMELLINI CONSTRUCTION | UNITS 108/154/206/212/242/350 - EACH UNIT: KITCHEN & BATHROOM REMODELS PROVIDE PLUMBING FOR EXISTING KITCHEN & BATHROOM UPGRADE.
PMW20140604645 | 04-JUN-14 | 425 |  | HAYES | ST |  | ISSUED | 04-JUN-14 | CALIFORNIA DELTA MECHANICAL INC | WORK CATEGORY: 1M; INSTALLING NEW 5 TON A/C CONDENSER & COIL ON ROOF
PW20140604640 | 04-JUN-14 | 2823 |  | PINE | ST |  | ISSUED | 04-JUN-14 | STEPHEN FITZSIMON | WORK CATEGORY: 1P; INSTALL NEW BATHROOM FIXTURES AND KITCHEN SINK. EXISTING ROUGH PLUMBING TO REMAIN. THERE WILL BE A NEW SHOWER PAN.
PP20140604264 | 04-JUN-14 | 4400 |  | 25TH | ST |  | ISSUED | 04-JUN-14 | U.S. SERVICES | REHOOKUP SINKS; NEW SINK NEW FAUCETS.
PW20140604649 | 04-JUN-14 | 319 |  | ROLPH | ST |  | COMPLETE | 11-JUN-14 | ARB INC | WORK CATEGORY: 1P; GAS HOUSE LINE EXTENSION.
PW20140604646 | 04-JUN-14 | 565 |  | HAIGHT | ST |  | COMPLETE | 06-JUN-14 | PARKS PLUMBING & HEATING | WORK CATEGORY: 1P; REPLACE WATER HEATER.
PW20140604669 | 04-JUN-14 | 246 |  | ORIZABA | AV |  | COMPLETE | 10-JUN-14 | ARB INC | WORK CATEGORY: 1P; GAS HOUSE LINE EXTENSION.
PP20140604263 | 04-JUN-14 | 891 |  | POST | ST |  | COMPLETE | 12-JUN-14 | CORNELY COMPANY | RELOCATE BACKFLOWER PREVENTION DEVICE JOB#S0041691.
PP20140605278 | 05-JUN-14 | 648 | 656 | PACIFIC | AV | 0 | COMPLETE | 11-JUN-14 | CHEER PLUMBING CO | EXCHANGE EXISTING HOUSE TRAP.
PP20140605267 | 05-JUN-14 | 133 |  | ROME | ST |  | COMPLETE | 12-JUN-14 | HOMEOWNER'S PERMIT | FOR FINAL INSPECTION ONLY. ROUGH WAS APPROVED UNDER PP20130926512.
PP20140605279 | 05-JUN-14 | 2237 |  | 28TH | AV |  | COMPLETE | 19-JUN-14 | HOMEOWNER'S PERMIT | REPIPE UPSTAIRS BATHROOM PIPINGS WASTE AND VENT.
PP20140605292 | 05-JUN-14 | 536 |  | MISSION | ST | 2/F | COMPLETE | 08-JUL-14 | RCM FIRE PROTECTION INC. | ADD SPRINKLERS TO CONFORM WITH NEW CONSTRUCTION CEILINGS AND APPLICABLE STANDARDS. REF PA# 201404304585
PW20140605688 | 05-JUN-14 | 246 |  | EDDY | ST |  | ISSUED | 05-JUN-14 | GOLDEN STATE PLUMBING | WORK CATEGORY: 4PA; PROVIDE NEW FIRE SPRINKLER FOR CLUB HOUSE
PW20140605690 | 05-JUN-14 | 429 |  | EDDY | ST |  | COMPLETE | 17-JUN-14 | REAL PLUMBING AND HEATING | WORK CATEGORY: 1P; PERMIT TO CORRECT COMPLAINT 201474060
PP20140605297 | 05-JUN-14 | 2920 |  | BUCHANAN | ST | 5 | ISSUED | 05-JUN-14 | RIFF RAFF PLUMBING | BATHROOM REMODEL.
PW20140605696 | 05-JUN-14 | 685 |  | MARKET | ST |  | ISSUED | 05-JUN-14 | BAYLINE MECHANICAL INC | WORK CATEGORY: 5P; 3RD FLOOR - INSTALL ONE NEW KITCHEN SINK
PW20140605692 | 05-JUN-14 | 260 |  | TOWNSEND | ST |  | COMPLETE | 17-JUN-14 | ANDERSON ROWE & BUCKLEY INC. | WORK CATEGORY: 4PB; FIRE SPRINKLER TI (2) RELOCATES 5TH FLOOR CONFERENCE ROOM AR&B # S-14199
PW20140605684 | 05-JUN-14 | 2250 |  | HYDE | ST | 2 | COMPLETE | 09-JUN-14 | DE BARRA PLUMBING | WORK CATEGORY: 1P; 2 SHOWER PANS
PP20140605295 | 05-JUN-14 | 1045 |  | SCOTT | ST | 3 | ISSUED | 05-JUN-14 | R M CONSTRUCTION | WORK AT 1045 SCOTT ST UNIT #3: REPLACE BATHROOM FIXTURES SHOW SHOWER FIXTURES SINK TOILET AND SHOWER PAN.
PP20140605284 | 05-JUN-14 | 937 |  | CLAY | ST | 0 | ISSUED | 05-JUN-14 | SUPERIOR PLUMBING | REMODEL COMMON BATHROOM AND KITCHEN ON THREE FLOORS NEW WATER SERVICES.
PMW20140605694 | 05-JUN-14 | 2508 |  | BUSH | ST |  | COMPLETE | 16-JUN-14 | ASSOCIATED HEATING OF SF | WORK CATEGORY: 1M; REPLACE OF CONSOLE HEATER
PP20140605271 | 05-JUN-14 | 755 |  | OCEAN | AV |  | ISSUED | 05-JUN-14 | BAYSIDE HTG & A/C INC | RECONNECT CONDENSATE DRAIN FOR ROOFTOP PACKAGE A/C UNIT.
PP20140605298 | 05-JUN-14 | 227 |  | FARALLONES | ST |  | ISSUED | 05-JUN-14 | XIN XIN COSNTRUCTION | REMODEL BATHROM - SHOWER PAN TOILET AND SINK; REMODEL LAUNDRY ON THE GROUND FLOOR; 2ND FLOOR - ADD HALF BATH - TOILET; REMODEL EXISTING BATHROOM - SHOWER PAN (2ND FLOOR)
PW20140605699 | 05-JUN-14 | 2 |  | FALLON | PL |  | ISSUED | 05-JUN-14 | FLOW MASTERS PLUMBING INC | WORK CATEGORY: 1P; INSTALL SHOWER. UNIT #30
PP20140605275 | 05-JUN-14 | 1080 | 1084 | SOUTH VAN NESS | AV |  | ISSUED | 05-JUN-14 | YC PLUMBING | 6 BATHROOMS 3 KITCHEN SINKS 3 WASHER AND DRYER 3 WATER HEATERS 3 NEW GAS PIPES 6 SHOWER PANS.
PMW20140605697 | 05-JUN-14 | 1504 |  | NOE | ST |  | ISSUED | 05-JUN-14 | CALIFORNIA DELTA MECHANICAL INC | WORK CATEGORY: 1M; INSTALLING NEW FURNACE (80% AFUE).
PW20140605698 | 05-JUN-14 | 231 |  | CORTLAND | AV |  | ISSUED | 05-JUN-14 | PICCOLO PLUMBING | WORK CATEGORY: 6PA; ROUGH AND TRIM DRAIN AND SUPPLY FOR 1 ADA BATHROOM 1 MOP SINK 1 ELECTRIC WATER HEATER 2 FLOOR SINKS 1 HAND WASH SINK INSTALL RADIANT HEATING
PP20140605291 | 05-JUN-14 | 251 |  | VICENTE | ST |  | ISSUED | 05-JUN-14 | MAGNUM CONSTRUCTION GROUP INC | INSTALL NEW BATHROOM FOR BASMENT FLOOR
PP20140605270 | 05-JUN-14 | 422 |  | LYON | ST | 2 | ISSUED | 05-JUN-14 | F & S PLUMBING LTD | REPLCE LAVY & TOILET (SAME LOCATIONS) REPALCE SINK (SAME LOCATION).
PMW20140605687 | 05-JUN-14 | 130 |  | RETIRO | WY | 0 | COMPLETE | 16-JUN-14 | OKELL'S FIREPLACES | WORK CATEGORY: 1M; INSTALL GAS FIREPLACE; GAS LINE WORK PERFORMED BY OTHERS
PP20140605290 | 05-JUN-14 | 930 |  | SHOTWELL | ST |  | ISSUED | 05-JUN-14 | MAGNUM CONSTRUCTION GROUP INC | INSTALL NEW FIRE SPRINKLER SYSTEM PER NFPA 13D THROUGHOUT THE BUILDING INCLUDING UNDERGROUND
PMW20140605695 | 05-JUN-14 | 192 |  | EMMET | CT |  | COMPLETE | 23-JUN-14 | CALIFORNIA DELTA MECHANICAL INC | WORK CATEGORY: 1M; INSTALLING NEW 40K BTU FURNACE
PP20140605293 | 05-JUN-14 | 1045 |  | SCOTT | ST | 1 | ISSUED | 05-JUN-14 | R M CONSTRUCTION | UNIT #1 - HALF BATHROOM ADDITION: NEW TOILET SINK AND FAUCET.
PW20140605700 | 05-JUN-14 | 580 |  | BEACH | ST |  | ISSUED | 05-JUN-14 | COOPER AND HAWKINS INCORPORATED | WORK CATEGORY: 8P; INSTALLATION OF INSTANTANEOUS HOT WATER HEATING BOILER FOR LAUNDRY FACILITIES
PMW20140605701 | 05-JUN-14 | 2134 |  | 26TH | AV |  | COMPLETE | 26-JUN-14 | SCHMITT HEATING CO INC | WORK CATEGORY: 1M; REPLACE EXISTING FURNACE WITH NEW.
PP20140605283 | 05-JUN-14 | 937 |  | CLAY | ST | 0 | ISSUED | 05-JUN-14 | SUPERIOR PLUMBING | REMOVE 3 WATER HEATERS AND INSTALL (1) DOMESTIC HOT WATER HEATER 200K BTU 1 HOT WATER HEATER FOR HEATING 50K BTU INCLUDING NEW GAS LINES.
PP20140605274 | 05-JUN-14 | 1086 | 1090 | SOUTH VAN NESS | AV |  | ISSUED | 05-JUN-14 | YC PLUMBING | 6 BATHROOMS 3 KITCHEN SINKS 3 WASHER AND DRYER 3 WATER HEATERS 3 NEW GAS PIPES 6 SHOWER PANS.
PW20140605685 | 05-JUN-14 | 1265 |  | CAYUGA | AV |  | COMPLETE | 11-JUN-14 | ARB INC | WORK CATEGORY: 1P; GAS HOUSE LINE EXTENSION.
PW20140605702 | 05-JUN-14 | 2619 |  | LAGUNA | ST | 0 | ISSUED | 05-JUN-14 | BONNEY INC | WORK CATEGORY: 1P; INSTALL RADIANT FLOOR TUBING FOR THE FOURTH LEVEL AND THIRD LEVEL BATHROOMS AND WALLS. CONNECT TO EXISTING HEAT SOURCE.
PW20140605703 | 05-JUN-14 | 1017 |  | SHOTWELL | ST |  | COMPLETE | 01-JUL-14 | PARAMOUNT PLUMBING | WORK CATEGORY: 1P; PHYSICAL INSPECTION REPORT #CC-7452. UNITS 1017-1021 SHOTWELL STREET.
PP20140605285 | 05-JUN-14 | 1600 |  | FOLSOM | ST |  | ISSUED | 05-JUN-14 | V S CONSTRUCTION | INSTALL AUTOMATIC GREASE TRAP.
PP20140605272 | 05-JUN-14 | 51 |  | CLIPPER | ST | A | ISSUED | 05-JUN-14 | KEVIN H MOON DBA CRESCENT BUILDERS | INSTALL NEW SUPPLIES AND DRAIN LINES TO 2 BATHS AND 1 KITCHEN. INSTALL NEW ON DEMAND WATER HEATER. NEW SUPPLIES TO THE LAUNDRY AND KITCHEN.
PP20140605281 | 05-JUN-14 | 536 |  | MORAGA | ST |  | ISSUED | 05-JUN-14 | GOODMAN CONSTRUCTION & DESIGN CO | REMODEL KITCHEN EXISTING BATHROOM ON LIVING ROOM LEVING RELOCATE BATHROOM IN TOP FLOOR. CONSTRUCT NEW BATHROOM ON G/F AS PLAN LAUNDRY HOOK UP ENGLARGE WATER SUPPLY LINE & 2 SHOWER PANS. NEW HOT WATER HEATER.
PW20140605681 | 05-JUN-14 | 1165 |  | KANSAS | ST |  | COMPLETE | 10-JUN-14 | E M S PLUMBING | WORK CATEGORY: 1P; RENEWAL OF PERMIT# PP20130514727
PP20140605276 | 05-JUN-14 | 223 |  | BROAD | ST |  | ISSUED | 05-JUN-14 | YC PLUMBING | 5 BATHROOMS 1 KITCHEN SINKS 1 WASHER AND DRYER 2 WATER HEATERS 1 NEW GAS PIPES 4 SHOWER PANS. RADIANT HEATING.
PP20140605289 | 05-JUN-14 | 379 |  | ROLPH | ST |  | COMPLETE | 17-JUN-14 | ARB INC | GAS HOUSE LINE EXTENSION.
PP20140605296 | 05-JUN-14 | 236 |  | 08TH | ST |  | COMPLETE | 09-JUL-14 | MODERN DESIGN CONSTRUCTION INC | INSTALL ONE BREAK ROOM SINK.
PP20140605280 | 05-JUN-14 | 1017 | 1019 | MARKET | ST |  | COMPLETE | 06-JUN-14 | AAA RESTAURANT FIRE CONTROL/DBA AAA FIRE | RELOCATE EXISTING FIRE HOSE VALVES AT STAIR #1 PER FIRE DEPT (FRED STUMPP) COMMENTS & FIELD CONDITIONS ON LEVELS: BASEMENT 2ND 3RD 4TH THRU 7TH
PP20140605277 | 05-JUN-14 | 230 |  | DUNCAN | ST |  | ISSUED | 05-JUN-14 | STEVEN YEUNG INC DBA CHUNG WAH PLBG&FIRE | INSTALL AUTOMATIC FIRE SPRINKLER SYSTEM FOR 2 UNIT BUIDLING. U/G WORK INCLUDED.
PW20140605691 | 05-JUN-14 | 774 |  | NATOMA | ST |  | ISSUED | 05-JUN-14 | FLOW MASTERS PLUMBING INC | WORK CATEGORY: 1P; REPLACE DWV
PP20140605269 | 05-JUN-14 | 530 |  | STOCKTON | ST | 505 | ISSUED | 05-JUN-14 | F & S PLUMBING LTD | REMODEL BATHROOM AND KITCHEN.
PW20140605704 | 05-JUN-14 | 142 |  | ELSIE | ST |  | ISSUED | 05-JUN-14 | PARAMOUNT PLUMBING | WORK CATEGORY: 1P; BATHROOM AND KITCHEN REMODEL.
PMW20140605682 | 05-JUN-14 | 3749 |  | 21ST | ST |  | ISSUED | 05-JUN-14 | OKELL'S FIREPLACES | WORK CATEGORY: 1M; INSTALL (3) GAS FIREPLACES; GAS LINE WORK PERFORMED BY OTHERS
PP20140605268 | 05-JUN-14 | 1221 |  | JONES | ST |  | COMPLETE | 12-JUN-14 | AQUAMATIC FIRE PROTECTION | ROOM 4: ADD 3 RELOCATE 9 CUTBACK 3 SPRINKLERS DUE TO T.I. INTERIOR REMODEL. REF BLDG PERMIT #201406057552
PW20140605693 | 05-JUN-14 | 555 |  | MISSION | ST | 0 | ISSUED | 05-JUN-14 | ANDERSON ROWE & BUCKLEY INC. | WORK CATEGORY: 4PB; FIRE PROTECTION TI (52) RELOCATES (25) ADDED EXPA 27TH FLOOR. AR&B # 14-104
PP20140605288 | 05-JUN-14 | 2040 |  | FELL | ST | 2 | ISSUED | 05-JUN-14 | 3D REMODELING INC | KITCHEN REMODEL: MOVE GAS LINE TO MAIN.
PP20140605286 | 05-JUN-14 | 538 |  | VALENCIA | ST |  | COMPLETE | 09-JUL-14 | V S CONSTRUCTION | REPLACE A TOILET.
PP20140605287 | 05-JUN-14 | 4318 |  | GEARY | BL | 201 | ISSUED | 05-JUN-14 | J C TAN CONSTRUCTION | CERTIFICATIONG OF BACKFLOWER REMOVAL.
PP20140605294 | 05-JUN-14 | 720 |  | 05TH | AV |  | ISSUED | 05-JUN-14 | DRAGONWERKS | NEW TOILET FOR BATHROOM AND NEW SINK FOR KITCHEN
PW20140605686 | 05-JUN-14 | 291 |  | BRODERICK | ST |  | COMPLETE | 06-JUN-14 | DBA ACE PLUMBING & ROOTER | WORK CATEGORY: 1P; REPAIR/INSTALL HOUSE TRAP
PW20140605683 | 05-JUN-14 | 2153 |  | LAKE | ST |  | COMPLETE | 12-JUN-14 | GECH INC. | WORK CATEGORY: 1P; INSTALL EARTHQUAKE VALVE
PW20140605689 | 05-JUN-14 | 246 |  | EDDY | ST |  | ISSUED | 05-JUN-14 | GOLDEN STATE PLUMBING | WORK CATEGORY: 2PA; PROVIDE NEW PLUMBING AND RADITOR HEATING FOR NEW CLUB HOUSE
PM20140605282 | 05-JUN-14 | 536 |  | MORAGA | ST |  | ISSUED | 05-JUN-14 | GOODMAN CONSTRUCTION & DESIGN CO | INSTALL NEW FAU HEATING UNIT AND NEW FLU PIPE. INSTALL NEW DIRECT VENT FIREPLCE IN LIVING ROOM PER PLAN.
PP20140605273 | 05-JUN-14 | 3412 |  | WASHINGTON | ST |  | SUSPENDED | 12-JUN-14 | 13-D FIRE SYSTEMS | INSTALL OVERHEAD NFPA13 FIRE SPRINKLER SYSTEM.
PP20140606303 | 06-JUN-14 | 3953 | 3955 | 25TH | ST |  | ISSUED | 06-JUN-14 | HOMEOWNER'S PERMIT | FOR 2 BATHROOM IN 3953 - 3955 TO COMPLETE JOB CONTRACTOR NO LONGER ON SITE FOR FINAL INSPECTION. RENEWING PLUMBING PERMIT #464478.
PP20140606310 | 06-JUN-14 | 811 |  | 14TH | ST |  | ISSUED | 06-JUN-14 | ANDES GENERAL CONSTRUCTION | REPLACING FIXTURES IN KITCHEN & BATHROOM RELOCATING GAS LINE RELOCATE WATER LINE.
PM20140606307 | 06-JUN-14 | 3433 |  | KIRKHAM | ST |  | COMPLETE | 23-JUN-14 | GREAT RIVER CONSTRUCTION INC. | TO OBTAIN A FINAL INSPECTION FOR WORK COMPLETED UNDER EXPIRED PERMIT PM20120620462.
PW20140606711 | 06-JUN-14 | 2820 |  | PACIFIC | AV |  | ISSUED | 06-JUN-14 | STEVE GOTELLI PLUMBING | WORK CATEGORY: 1P; REPLACED BACKFLOW DEVICE
PM20140606321 | 06-JUN-14 | 1742 |  | 23RD | AV |  | ISSUED | 06-JUN-14 | ZHOU'S INTERNATIONAL INC. | 2 FURNACES.
PP20140606327 | 06-JUN-14 | 26 | 28 | ELLERT | ST |  | ISSUED | 06-JUN-14 | OCEAN BLUE PLUMBING | INSTALL NEW PLUMBIKNG FOR ENTIRE BUILDING PER AND MASTER SUITE BATHROOM ON G/F LEVEL PER PANS.
PP20140606318 | 06-JUN-14 | 2407 |  | OCTAVIA | ST | 8 | ISSUED | 06-JUN-14 | JOE WATTERSON PLUMBING | BATHROOM & KITCHEN REMODEL.
PW20140606713 | 06-JUN-14 | 213 |  | 02ND | AV |  | ISSUED | 06-JUN-14 | F W H ACQUISITION CO LLC DBA FAST WATER | WORK CATEGORY: 1P; REMOVE AND REPLACE WATER HEATER IN THE SAME LOCATION
PP20140606301 | 06-JUN-14 | 1090 |  | EDDY | ST |  | ISSUED | 06-JUN-14 | SCHOEPP CONSTRUCTION INC | 1 SINK IN KITCHEN 1 TOILET AND VANITY IN BATH
PP20140606311 | 06-JUN-14 | 70 |  | WEBSTER | ST |  | COMPLETE | 11-JUN-14 | RICHARD ABURY LAWLESS | REPAIR MAIN SEWER 30FT PIPE.
PW20140606715 | 06-JUN-14 | 493 |  | 03RD | ST |  | ISSUED | 06-JUN-14 | FAULT LINE PLUMBING INC | WORK CATEGORY: 6PB; INSTALLING PLUMBING NEEDED FOR NEW RESTAURANT
PP20140606326 | 06-JUN-14 | 3836 |  | 24TH | ST |  | ISSUED | 06-JUN-14 | JIMENEZ CONSTRUCTION | COMPLETE KITCHEN AND BATHROOM REMODEL PER PLANS SPECFICATIONS & PLUMBING CODE
PP20140606313 | 06-JUN-14 | 1645 |  | PACIFIC | AV |  | COMPLETE | 09-JUN-14 | CITY FRONT PLUMBING INC | NEW BOILER INSTALLATION FOR 2 DHW
PW20140606719 | 06-JUN-14 | 776 |  | VIENNA | ST |  | ISSUED | 06-JUN-14 | A G QUALITY PLUMBING | WORK CATEGORY: 1P; SEWER REPAIR
PW20140606706 | 06-JUN-14 | 900 |  | BUSH | ST | 817 | COMPLETE | 01-JUL-14 | O M P P INC. DBA CLAUSSEN-PATTEN | WORK CATEGORY: 1P; REPLACE BATHTUB FAUCET
PW20140606716 | 06-JUN-14 | 211 |  | NEVADA | ST |  | COMPLETE | 10-JUN-14 | DBA ACE PLUMBING & ROOTER | WORK CATEGORY: 1P; ROUGH INSPECTION FOR UNDERGROUND PLUMBING
PP20140606317 | 06-JUN-14 | 1808 |  | VALLEJO | ST |  | ISSUED | 06-JUN-14 | JOE WATTERSON PLUMBING | 6 UNITS: PLUMBING FOR 8 BATHROOMS 6 KITCHENS 6 LAUNDRY RADIANT HEATING FOR TOP FLOOR UNIT ONLY. 2 SHOWER PANS.
PM20140606304 | 06-JUN-14 | 2290 |  | CECILIA | AV |  | ISSUED | 06-JUN-14 | F A S HEATING AND AIR | INSTALL 2 CENTRAL FURNACES & DUCTWORK.
PP20140606323 | 06-JUN-14 | 118 |  | PALM | AV |  | ISSUED | 06-JUN-14 | PIPE SPY MARIN INC | SEWER LATERAL REPLACEMENT FROM REAR OF HOUSE TO P-TRAP.
PMW20140606707 | 06-JUN-14 | 168 |  | CLIPPER | ST |  | ISSUED | 06-JUN-14 | BLAZE FIREPLACES OF NO CAL | WORK CATEGORY: 2M ; INSTALL THREE FIREPLACES
PP20140606314 | 06-JUN-14 | 984 |  | VALENCIA | ST |  | COMPLETE | 11-JUN-14 | S AND G PLUMBING INC | GAS LINE REPLACEMENT AND TEST
PP20140606324 | 06-JUN-14 | 844 |  | 33RD | AV |  | COMPLETE | 19-JUN-14 | CASTLE CONSTRUCTION | CHANGE/INSTALL ONE WATER HEATER.
PP20140606316 | 06-JUN-14 | 400 |  | LAGUNA | ST |  | ISSUED | 06-JUN-14 | SUN LIGHT & POWER COMPANY | INSTALL (32) SOLAR WATER COLLECTORS ON ROOF.
PMW20140606718 | 06-JUN-14 | 36 |  | DIVISADERO | ST | 0 | ISSUED | 06-JUN-14 | OKELL'S FIREPLACES | WORK CATEGORY: 1M; INSTALL GAS FIREPLACE; GAS LINE WORK PERFORMED BY OTHERS
PP20140606325 | 06-JUN-14 | 1577 | 1577 | TREAT | AV |  | ISSUED | 06-JUN-14 | CITY PLUMBING COMPANY | REMODEL 4 BATHROOM 2 SHOWER PANS 2 KITCHES 2 LAUNDRYS 2 WEATER HEATERS. 1 FIREPLACE 1 DECK DRAIN 1 TRECH DRAIN 2 DOWNSTAPOUTS NEW WATER SERVICE.
PP20140606309 | 06-JUN-14 | 731 |  | MARKET | ST | 3/F | ISSUED | 06-JUN-14 | AQUAMATIC FIRE PROTECTION | 8 (N) SPRINKLERS 5 (R) SPRINKLERS.
PP20140606315 | 06-JUN-14 | 323 | 325 | OCTAVIA | ST |  | ISSUED | 06-JUN-14 | SUN LIGHT & POWER COMPANY | INSTALL (32) WATER COLLECTORS ON ROOF.
PP20140606306 | 06-JUN-14 | 3433 |  | KIRKHAM | ST |  | COMPLETE | 23-JUN-14 | GREAT RIVER CONSTRUCTION INC. | TO OBTAIN A FINAL INSPECTION FOR WORK COMPLETED UNDER EXPIRED PERMIT PP20120620461.
PW20140606714 | 06-JUN-14 | 208 |  | GRAFTON | AV |  | ISSUED | 06-JUN-14 | F W H ACQUISITION CO LLC DBA FAST WATER | WORK CATEGORY: 1P; REMOVE AND REPLACE WATER HEATER IN THE SAME LOCATION
PP20140606320 | 06-JUN-14 | 1742 |  | 23RD | AV |  | ISSUED | 06-JUN-14 | ZHOU'S INTERNATIONAL INC. | REMOMODELING OF WHOLE BUILDING 4 BATHROOMS 1 KITCHEN NEW WATER HEATER.
PW20140606712 | 06-JUN-14 | 521 |  | 30TH | ST |  | ISSUED | 06-JUN-14 | F W H ACQUISITION CO LLC DBA FAST WATER | WORK CATEGORY: 1P; REMOVE AND REPLACE WATER HEATER IN THE SAME LOCATION
PW20140606717 | 06-JUN-14 | 1070 |  | SANCHEZ | ST | 0 | COMPLETE | 11-JUN-14 | LUTZ PLUMBING INC | WORK CATEGORY: 1P; GAS LINE EXTENSION FOR FIRE PIT ON THE ROOF
PMW20140606708 | 06-JUN-14 | 73 |  | SEQUOIA | WY |  | ISSUED | 06-JUN-14 | PENINSULA HEATING | WORK CATEGORY: 1M; INSTALL FURNACE AND DUCT WORK
PW20140606709 | 06-JUN-14 | 870 |  | HARRISON | ST |  | ISSUED | 06-JUN-14 | REID HEATING & ENERGY INC. | WORK CATEGORY: 8P; RADIANT HEATING PEX TUBING 2 BOILERS 399 000 BTU/S EACH GAS PIPING BACKFLOW DEVICE
PP20140606302 | 06-JUN-14 | 1014 |  | NOE | ST |  | ISSUED | 06-JUN-14 | TORO GENERAL CONSTRUCTION | REMODEL SINGLE BATHROOM ON 2/F
PW20140606710 | 06-JUN-14 | 210 |  | CHURCH | ST |  | ISSUED | 06-JUN-14 | HUTS AND CASTLES A CONSTRUCTION CO. INC | WORK CATEGORY: 2PA; INSTALL OF NEW SHOWER STALLS AND VALVES
PP20140606319 | 06-JUN-14 | 875 |  | STEVENSON | ST |  | ISSUED | 06-JUN-14 | INCOM MECHANICAL INC | ADDITIONAL 100 HEADS.
PP20140606312 | 06-JUN-14 | 135 |  | STANYAN | ST |  | ISSUED | 06-JUN-14 | RICHARD ABURY LAWLESS | KITCHEN REMODEL (WATER & WASTE).
PM20140606299 | 06-JUN-14 | 190 |  | MIRALOMA | DR |  | ISSUED | 06-JUN-14 | DOWNING HEATING & AIR CONDITIONING INC. | REPLACE EXISTING FURNACE AND AIR CONDITIONING AT BASEMENT.
PP20140606322 | 06-JUN-14 | 75 |  | BATTERY | ST |  | COMPLETE | 10-JUN-14 | BAYLINE MECHANICAL INC | 1/F: INSTALL ONE GREASE TRAP.
PW20140606705 | 06-JUN-14 | 1325 |  | FILBERT | ST |  | ISSUED | 06-JUN-14 | ICON PLUMBING & DESIGN | WORK CATEGORY: 2PA; RELOCATION OF EXISTING FIXTURES
PP20140606305 | 06-JUN-14 | 1014 |  | FLORIDA | ST |  | ISSUED | 06-JUN-14 | A PLUMBING**SEENOTE** | NEW KITCHEN SINK
PP20140606300 | 06-JUN-14 | 1371 |  | DOLORES | ST |  | COMPLETE | 10-JUN-14 | EXPERT ROOTER AND PLUMBING | SEWER REPLACEMENT.
PP20140606308 | 06-JUN-14 | 828 |  | CLAYTON | ST |  | COMPLETE | 10-JUN-14 | N D EUROPEAN TILE CO | SHOWER PAN.
PW20140607722 | 07-JUN-14 | 760 |  | COMMERCIAL | ST |  | ISSUED | 07-JUN-14 | C & L PLUMBING INC | WORK CATEGORY: 2PA; TWO HAND SINKS 2 FLOOR SINK TRIPLE COMP SINK
PW20140607721 | 07-JUN-14 | 1359 |  | 48TH | AV |  | COMPLETE | 13-JUN-14 | DBA ACE PLUMBING & ROOTER | WORK CATEGORY: 1P; REPLACE GALVANIZED MAIN WATER LINE
PW20140607720 | 07-JUN-14 | 533 |  | NOE | ST |  | ISSUED | 07-JUN-14 | GARAVOGUE PLUMBING | WORK CATEGORY: 1P; RE MODEL OF 1 EXISTING BATHROOM 1 NEW BATHROOM NEW GAS LINE FOR FURNACE
PMW20140608726 | 08-JUN-14 | 2421 |  | 16TH | ST |  | ISSUED | 08-JUN-14 | J & M HEATING & VENTILAT | WORK CATEGORY: 1M; INSTALL 12 CENTRAL HEATING SYSTEMS
PW20140608725 | 08-JUN-14 | 400 |  | ALABAMA | ST |  | COMPLETE | 11-JUN-14 | GORMAN PIPELINE INC | WORK CATEGORY: 1P; NEW HOUSE TRAPS AND SECTIONS OF PIPE
PW20140608724 | 08-JUN-14 | 1200 |  | CALIFORNIA | ST | 21 | ISSUED | 08-JUN-14 | GARIBALDI PLUMBING COMPANY INC | WORK CATEGORY: 2PA; INSTALL NEW PLUMBING FIXTURES AT BATHROOMS AND KITCHEN. (1) SHOWER PAN.
PW20140608723 | 08-JUN-14 | 674 |  | SANCHEZ | ST |  | COMPLETE | 10-JUN-14 | GLENN LUN AU | WORK CATEGORY: 1P; INSTALL CATCH BASIN INSTALLED DRAIN LINE FROM DECK TO CATCH BASIN REROUTE SEWER LINE
PW20140609733 | 09-JUN-14 | 1333 |  | JONES | ST | 1208 | COMPLETE | 11-JUN-14 | THOMAS JAMES RASONSKY | WORK CATEGORY: 1P; INSTALLATION OF SHOWER PAN
PP20140609363 | 09-JUN-14 | 2129 |  | 18TH | AV |  | ISSUED | 09-JUN-14 | SOON YE LOUIE/DBA SOON LOUIE CONST. | 2/F: KITCHEN DOWNSTAIRS BATHROOM & LAUNDRY ROOM.
PM20140609364 | 09-JUN-14 | 2129 |  | 18TH | AV |  | ISSUED | 09-JUN-14 | SOON YE LOUIE/DBA SOON LOUIE CONST. | INSTALL 2 FURNACES.
PW20140609755 | 09-JUN-14 | 71 |  | STEVENSON | ST |  | COMPLETE | 13-JUN-14 | BACON PLUMBING CO. INC. | WORK CATEGORY: 2PA; REMOVE AND REPLACE KITCHEN SINK HOOKUP DISHWASHER HOOKUP COFFEE ON THE 5TH FLOOR; BPCI# R021.14/SOURCE # 14-121
PP20140609347 | 09-JUN-14 | 864 |  | FLORIDA | ST |  | ISSUED | 09-JUN-14 | AMHERST ASSOCIATES CONST | ROOF DECK: ADD 1 HOUSE BIB WET BAR 1 GAS BBQ STOVE.
PW20140609754 | 09-JUN-14 | 40 |  | POND | ST |  | ISSUED | 09-JUN-14 | MALLARD PLUMBING | WORK CATEGORY: 2PB; UNDERGROUND ROUGH PLUMBING FOR DOWNSTAIRS BATHROOM WITH 1 SINK 1 SHOWER AND 1 TOILET.ROUGH AND FINISH FOR LAUNDRY ROOM WITH WASHER UTILITY SINK AND WATER HEATER INSTALL ON EXTERIOR.ROUGH PLUMBING FOR FLOOR DRAIN IN GARAGE.
PP20140609355 | 09-JUN-14 | 150 |  | DAY | ST |  | ISSUED | 09-JUN-14 | ADAN FLORES GENERAL CONTRACTOR | BATHROOM REMODEL: REMOVE AND REPLACE - BATHTUB: TOILET AND SINK SAME LOCATION. INSTALL NEW SHOWER FAUCET.
PP20140609370 | 09-JUN-14 | 2126 |  | ULLOA | ST |  | ISSUED | 09-JUN-14 | BOLTER CONSTRUCTION | BATHROOM REMODEL.
PW20140609727 | 09-JUN-14 | 1270 |  | 33RD | AV |  | ISSUED | 09-JUN-14 | PARAMOUNT PLUMBING | WORK CATEGORY: 1P; NEW BATHROOM WITH SHOWER TOILET AND DOUBLE VANITY
PW20140609746 | 09-JUN-14 | 1298 |  | 12TH | AV |  | ISSUED | 09-JUN-14 | DBA ACE PLUMBING & ROOTER | WORK CATEGORY: 1P; PLUMBING INSTALLATION OF 3 FOOD PREP SINKS AND ONE HAND WASH SINK WITH COPPER PIPING FAUCETS AND DRAINS.
PP20140609365 | 09-JUN-14 | 231 |  | DIVISADERO | ST | 0 | COMPLETE | 16-JUN-14 | PERFORMANCE PLUMBING | WATER MAIN UPGRADE.
PP20140609359 | 09-JUN-14 | 471 |  | LOMBARD | ST |  | COMPLETE | 16-JUN-14 | PRIMO PLUMBING | REMOVE FAUCETS & FIXTURES. REPLACE COUNTER TOP. INSTALL PLUMBING AFTER COUNTERTOP IS DONE.
PP20140609334 | 09-JUN-14 | 1410 |  | STEINER | ST |  | ISSUED | 09-JUN-14 | PS2 INC | UNIT M2-406: P-TRAPS TO BE REMOVED AND REPLACED IN KITCHEN AND BATHROOM.
PM20140609329 | 09-JUN-14 | 240 |  | EWING | TR | 0 | ISSUED | 09-JUN-14 | NAZ IMPROVEMENT GENERAL CONTRACTOR | NEW FURNACE.
PP20140609369 | 09-JUN-14 | 4207 |  | 26TH | ST |  | ISSUED | 09-JUN-14 | L R PLUMBING | UNDERGROUND GAS LINE INSTALLATION
PP20140609332 | 09-JUN-14 | 1510 |  | EDDY | ST | 0 | ISSUED | 09-JUN-14 | PS2 INC | UNIT T2-1503: P-TRAPS TO BE REMOVED AND REPLACED IN KITCHEN AND BATHROOM.
PP20140609356 | 09-JUN-14 | 674 |  | 22ND | AV |  | ISSUED | 09-JUN-14 | SHINK HONG CONSTRUCTION | KITCHEN REMODEL
PW20140609729 | 09-JUN-14 | 475 |  | SANSOME | ST |  | ISSUED | 09-JUN-14 | AMORES PLUMBING COMPANY | WORK CATEGORY: 5P; ROUGH IN AND TRIM ONE (1) COFFEE SINK AND FAUCET ONE INSTANTANEOUS WATER HEATER ONE GARBAGE DISPOSAL ONE INSTANT HOT ONE ICE AND COFFEE MAKER
PW20140609741 | 09-JUN-14 | 115 |  | SANSOME | ST | 0 | COMPLETE | 18-JUN-14 | PRIBUSS ENGINEERING INC | WORK CATEGORY: 4PB; FIRE SPRINKLER T.I.
PP20140609348 | 09-JUN-14 | 1555 |  | SHAFTER | AV |  | ISSUED | 09-JUN-14 | L C PLUMBING & FIRE PROTECTION INC | CHANGE TUB SHOWER W/ VALVE RECONNECT NEW TOILET BATH VANITY & KITCHEN SINK.
PP20140609371 | 09-JUN-14 | 839 |  | LEAVENWORTH | ST | 600 | ISSUED | 09-JUN-14 | NOMELLINI CONSTRUCTION | UNIT 600: NEW BATHROOM & KITCHEN FIXTURES.
PMW20140609759 | 09-JUN-14 | 533 |  | NOE | ST |  | ISSUED | 09-JUN-14 | M C L HEATING & AIR CONDITIONING INC | WORK CATEGORY: 1M; INSTALL FURNACE AND HEATING SYSTEM IN ATTIC VENT FURNACE.
PP20140609330 | 09-JUN-14 | 82 |  | 14TH | ST |  | ISSUED | 09-JUN-14 | VAL BETTI PLUMBING | RESTAURANT REMODEL INCLUDING NEW ADA BATHROOMS: REPLUMB LINES INSTALL NEW FIXTURES INCLUDING BACK WATER VALVE AND POINT OF USE GREASE TRAP.
PP20140609360 | 09-JUN-14 | 801 |  | NEWHALL | ST |  | ISSUED | 09-JUN-14 | PRIMO PLUMBING | REMODEL BATHROOM AND ADDING 2ND BATH. REMOVE AND REPLACE PLUMBING FACUETS AND FIXTURES FOR KITCHEN.
PP20140609358 | 09-JUN-14 | 225 |  | HYDE | ST | 208 | ISSUED | 09-JUN-14 | MARK SCOTT CONSTRUCTION INC | UNIT 208:
PP20140609345 | 09-JUN-14 | 328 |  | HILL | ST |  | ISSUED | 09-JUN-14 | 8A PLUMBING | BATHROOM REMODELING AND RELOCATE DRAINS FOR THE LAUNDRY
PP20140609338 | 09-JUN-14 | 1475 |  | FILLMORE | ST | 0 | ISSUED | 09-JUN-14 | PS2 INC | UNITS T1-1212 T1-1506 T1-712 T1-1607: P-TRAPS TO BE REMOVED AND REPLACED IN KITCHEN AND BATHROOM.
PW20140609758 | 09-JUN-14 | 22 |  | 07TH | AV |  | ISSUED | 09-JUN-14 | HERNANDEZ PLUMBING | WORK CATEGORY: 2PA; NEW SHOWER DRAIN PLUS MIXING VALVE NEW ICE MAKER BOX (WATER LINE) RELOCATION OF A GAS LINE (ABOUT 5')
PM20140609372 | 09-JUN-14 | 1995 |  | 45TH | AV |  | ISSUED | 09-JUN-14 | SHAO FAT CONSTRUCTION | REPLACE A FURNACE AND A WATER HEATER.
PP20140609343 | 09-JUN-14 | 366 |  | NIAGARA | AV |  | ISSUED | 09-JUN-14 | ASTORGA CONST COMPANY | PLUMBING FOR ONE SMALL BATH ROOM HOT AND COLD WATER.
PW20140609739 | 09-JUN-14 | 4186 |  | CESAR CHAVEZ | ST |  | COMPLETE | 09-JUN-14 | ARB INC | WORK CATEGORY: 1P; GAS HOUSE LINE EXTENSION FOR 4186 AND 4186-1/2 CESAR CHAVEZ. 2 METER SET.
PP20140609366 | 09-JUN-14 | 1857 |  | GREENWICH | ST |  | ISSUED | 09-JUN-14 | WING WAH PLUMBING | PLUMBING WORK FOR 4 BATHROOMS WITH 1 SHOWER PAN 1 KITCHEN IN THE HOUSE WATER HEATER.
PW20140609750 | 09-JUN-14 | 554 |  | PENNSYLVANIA | AV |  | COMPLETE | 13-JUN-14 | KINETIC CONSTRUCTION | WORK CATEGORY: 1P; FRENCH DRAIN PIPE AND CATCH BASIN. CONNECT TO SEWER LATERAL.
PMW20140609756 | 09-JUN-14 | 175 |  | 25TH | AV |  | ISSUED | 09-JUN-14 | SHANE O'MALLEY DBA GREENFLOW HVAC | WORK CATEGORY: 1M; INSTALL HIGH-EFF FURNACE AND DUCTING FLUE FOR TANK-LESS WATER HEATER
PP20140609350 | 09-JUN-14 | 179 |  | SHAWNEE | AV |  | ISSUED | 09-JUN-14 | S F GARAGE COMPANY INC. | REMODEL KITCHEN & BATHROOM & LAUNDRY. NEW PUMBING & FIXTURES AS NEEDED.
PW20140609737 | 09-JUN-14 | 1019 |  | LINCOLN | WY |  | ISSUED | 09-JUN-14 | ARCH PLUMBING INC | WORK CATEGORY: 1P; 1019-1023 LINCOLN WAY 3-R PLUMBING REPORT CORRECTION.
PP20140609335 | 09-JUN-14 | 4443 |  | 18TH | ST |  | COMPLETE | 07-JUL-14 | AMPEX CONSTRUCTION *** SEE NOTICE*** | INSTALLING BATHTUB TOILET SHOWER VALVE AND VANITY.
PW20140609748 | 09-JUN-14 | 875 |  | STEVENSON | ST |  | ISSUED | 09-JUN-14 | INCOM MECHANICAL INC | WORK CATEGORY: 4PB; FIRE SPRINKLER HANGER PERMIT FOR FITNESS SF
PW20140609730 | 09-JUN-14 | 33 |  | NEW MONTGOMERY | ST |  | COMPLETE | 01-JUL-14 | AMORES PLUMBING COMPANY | WORK CATEGORY: 5P; ROUGH IN AND TRIM ONE COPFFEE SINK AND FAUCET ONE DRINKING FOUNTAIN ONE INSTANTANEOUS WATER HEATER THREE ICE MAKERS
PP20140609346 | 09-JUN-14 | 865 |  | MARKET | ST |  | COMPLETE | 12-JUN-14 | RCM FIRE PROTECTION INC. | MODIFY PIPING & ADD (2) CEILING SPRINLER HEADS FO RNEW CEILING (REFERENCE 2014.0128.7234)
PW20140609736 | 09-JUN-14 | 767 |  | RHODE ISLAND | ST |  | ISSUED | 09-JUN-14 | MC KEOWN PLUMBING | WORK CATEGORY: 2PB; INSTALL GAS LINE FOR FIRE PIT IN REAR YARD
PMW20140609734 | 09-JUN-14 | 530 |  | KANSAS | ST |  | COMPLETE | 13-JUN-14 | MARKS FURNACE SYSTEMS | WORK CATEGORY: 2M ; DUCT INSULATION WATER HEATER VENT AND COMBUSTION AIR.
PP20140609353 | 09-JUN-14 | 345 |  | RICHLAND | AV |  | ISSUED | 09-JUN-14 | HOMEOWNER'S PERMIT | INSTALL ALL NEW PLUMBING FOR REMODEL INCLUDING INTERNAL TO MAIN 3 BATHS 1 KITCHEN 2 SHOWER PANS RWL AND CATCH BASIN.
PP20140609349 | 09-JUN-14 | 2590 |  | 15TH | AV |  | ISSUED | 09-JUN-14 | EXPERT ROOTER AND PLUMBING | BATHROOM ROUGH & FINAL W/ U/G.
PMW20140609761 | 09-JUN-14 | 3749 |  | 21ST | ST |  | ISSUED | 09-JUN-14 | M C L HEATING & AIR CONDITIONING INC | WORK CATEGORY: 1M; INSTALL 2 HIGH EFFICIENCY FURNACE SYSTEMS VENT FURNACES RUN CONDENSATE. VENT WATER HEATER
PMW20140609747 | 09-JUN-14 | 78 |  | ALVARADO | ST |  | COMPLETE | 16-JUN-14 | ASSOCIATED HEATING OF SF | WORK CATEGORY: 1M; FURNACE REPLACEMENT
PW20140609731 | 09-JUN-14 | 1750 |  | TAYLOR | ST | 703 | ISSUED | 09-JUN-14 | S LYNCH PLUMBING | WORK CATEGORY: 2PA; REMODEL OF TWO BATHROOMS AND KITCHEN
PW20140609752 | 09-JUN-14 | 1555 |  | VALLEJO | ST |  | ISSUED | 09-JUN-14 | PRIBUSS ENGINEERING INC | WORK CATEGORY: 1P; RELOCATE AND INSTALL NEW WATER SERVICE. REROUTE GAS AROUND BEAM.S83050
PP20140609339 | 09-JUN-14 | 60 | 58 | ORD | ST |  | COMPLETE | 11-JUN-14 | LUPIAN PLUMBING | TO COMPLY PHYSICAL INSPECTION REPORT CC-7122
PP20140609351 | 09-JUN-14 | 42 |  | SEWARD | ST |  | COMPLETE | 23-JUN-14 | M J CONSTRUCTION | FOR A FINAL ON WORK ALREADY STARTED UNDER PP# 20110325996
PP20140609328 | 09-JUN-14 | 240 |  | EWING | TR | 0 | ISSUED | 09-JUN-14 | NAZ IMPROVEMENT GENERAL CONTRACTOR | REPLUMBING OF 2 BATHROOMS KITCHEN LAUNDRY AREA & WATER HEATER. UPSTAIRS BATHROOMS EXISTING NEW BATHROOM DOWNSTAIRS.
PMW20140609740 | 09-JUN-14 | 70 |  | BUENA VISTA | TR |  | ISSUED | 09-JUN-14 | OKELL'S FIREPLACES | WORK CATEGORY: 1M; INSTALL GAS FIREPLACE; GAS LINE WORK DONE BY OTHERS
PP20140609337 | 09-JUN-14 | 1420 |  | TURK | ST |  | ISSUED | 09-JUN-14 | PS2 INC | UNIT T3-1E: P-TRAPS TO BE REMOVED AND REPLACED IN KITCHEN AND BATHROOM.
PP20140609336 | 09-JUN-14 | 1425 |  | FILLMORE | ST |  | ISSUED | 09-JUN-14 | PS2 INC | UNITS F1-508 & F1-310: P-TRAPS TO BE REMOVED AND REPLACED IN KITCHEN AND BATHROOM.
PMW20140609760 | 09-JUN-14 | 1149 |  | CLAYTON | ST |  | ISSUED | 09-JUN-14 | M C L HEATING & AIR CONDITIONING INC | WORK CATEGORY: 1M; INSTALL HIGH EFFICIENCY FURNACE SYSTEM AND VENTING. VENT WATER HEATER TO EXISTING VENT STACK
PP20140609341 | 09-JUN-14 | 47 |  | NOE | ST |  | COMPLETE | 16-JUN-14 | CARLETON R D PLUMBING | TO COMPLY WITH PHYSICAL INSPECTION REPORT CC-7425.
PW20140609742 | 09-JUN-14 | 87 |  | CLARENDON | AV |  | COMPLETE | 10-JUN-14 | GAGNE BROS. DBA BENJAMIN FRANKLIN PLUMBI | WORK CATEGORY: 1P; HAND DUG SEWER REPLACEMENT- 16 FEET FROM FRONT OF GARGAE TO HOUSE TRAP
PP20140609367 | 09-JUN-14 | 214 |  | COLE | ST |  | ISSUED | 09-JUN-14 | ROBERT HOWARD BUILDERS INC. | RELOCATE STOVE'S GAS VALVE INSTALL NEW SINK.
PP20140609362 | 09-JUN-14 | 366 |  | ARLINGTON | ST |  | ISSUED | 09-JUN-14 | ELLIOTT BUILD | PLUMBING FORKITCHEN & BATHROOM REMODEL.
PW20140609751 | 09-JUN-14 | 600 |  | CALIFORNIA | ST | 0 | COMPLETE | 18-JUN-14 | AYOOB & PEERY PLUMBING | WORK CATEGORY: 4PB; SPRINKLER HEADS: 4 ADD 14 RELOCATES 6 REMOVE 18TH FLOOR 14-682
PW20140609744 | 09-JUN-14 | 96 |  | SEMINOLE | AV |  | ISSUED | 09-JUN-14 | ARB INC | WORK CATEGORY: 1P; GAS HOUSE LINE EXTENSION.
PW20140609757 | 09-JUN-14 | 2920 |  | BUCHANAN | ST | 5 | ISSUED | 09-JUN-14 | A T D TILE | WORK CATEGORY: 1P; INSTALL AND TEST WATERPROOF SHOWER PAN MEMBRANE
PW20140609753 | 09-JUN-14 | 1455 |  | MARKET | ST |  | COMPLETE | 12-JUN-14 | AYOOB & PEERY PLUMBING | WORK CATEGORY: 4PB; SPRINKLER HEAD: 17 RELOCATES 4 REMOVE 14-683
PP20140609340 | 09-JUN-14 | 1071 |  | DOLORES | ST |  | COMPLETE | 02-JUL-14 | R MIRKOVICH & SONS INC | KITCHEN & BATHROOM REMODEL.
PP20140609333 | 09-JUN-14 | 1535 |  | EDDY | ST |  | ISSUED | 09-JUN-14 | PS2 INC | UNIT S3-517: REPLACE IN-KIND IN UNIT: P-TRAPS TO BE REMOVED AND REPLACED IN KITCHEN AND BATHROOM.
PP20140609342 | 09-JUN-14 | 1449 |  | MENDELL | ST |  | ISSUED | 09-JUN-14 | PRESIDIO BUILDERS | 1ST FLOOR/ ENTRY WAY: INSTALL NEW PLUMBING FOR SINK AND TOILET. REMODEL BATHROOM AND NEW KITCHEN
PMW20140609749 | 09-JUN-14 | 3769 |  | JACKSON | ST |  | ISSUED | 09-JUN-14 | OKELL'S FIREPLACES | WORK CATEGORY: 1M; INSTALL GAS FIREPLACE; GAS LINE WORK PERFORMED BY OTHERS
PP20140609344 | 09-JUN-14 | 1390 |  | MARKET | ST | 0 | COMPLETE | 16-JUN-14 | AYOOB & PEERY PLUMBING | 4/F: SPRINKLER HEAD: 2 ADD 4 RELOCATES.
PW20140609732 | 09-JUN-14 | 235 |  | ORIZABA | AV |  | COMPLETE | 16-JUN-14 | ARB INC | WORK CATEGORY: 1P; GAS HOUSE LINE EXTENSION.
PP20140609331 | 09-JUN-14 | 312 |  | FILLMORE | ST | 7 | COMPLETE | 10-JUN-14 | NEIGHBORHOOD PLUMBING | RELOCATE SHUTOFF WATER VALVES.
PP20140609352 | 09-JUN-14 | 1646 |  | LYON | ST |  | COMPLETE | 08-JUL-14 | CREATIVE TILE AND MARBLE INC | WATERPROOFING OF ONE SINGLE SHOWER PAN
PM20140609354 | 09-JUN-14 | 345 |  | RICHLAND | AV |  | ISSUED | 09-JUN-14 | HOMEOWNER'S PERMIT | INSTALL COMPLETE NEW HEATING SYSTEM FOR 4 BEDROOMS AND 3 BATHROOMS. - NEW FURNACE.
PP20140609357 | 09-JUN-14 | 222 |  | EWING | TR |  | ISSUED | 09-JUN-14 | MARK SCOTT CONSTRUCTION INC | REINSTALLATIONG OF (E) VANITIES (2) AND INSTALLATIONG OF (2) EXISTING TOILETS
PW20140609735 | 09-JUN-14 | 155 |  | HARRIET | ST |  | ISSUED | 09-JUN-14 | DEMAKAS PLUMBING & HEATIN | WORK CATEGORY: 1P; REPLACE WATER HEATER WITH SAME. PIPE AS NEEDED.
PW20140609745 | 09-JUN-14 | 2442 |  | 15TH | ST |  | ISSUED | 09-JUN-14 | ASTORGA CONST COMPANY | WORK CATEGORY: 1P; REMODEL ONE KITCHEN AND ONE BATHROOM
PW20140609728 | 09-JUN-14 | 1670 |  | 21ST | AV |  | ISSUED | 09-JUN-14 | PARAMOUNT PLUMBING | WORK CATEGORY: 2PB; INSTALL NEW BATHROOM LAUNDRY AREA DRAINS NEW GAS LINE WATER HEATER NEW HOSE TRAP NEW WATER MAIN FROM WATER METER REMODEL BATHROOM AND ADD TOILET TO ANOTHER BATHROOM. SHOWER PAN (1).
PW20140609738 | 09-JUN-14 | 1960 |  | BROADWAY | * |  | ISSUED | 09-JUN-14 | L. J. KRUSE CO | WORK CATEGORY: 8P; INSTALL (1) PEERLESS LC-06 CAST IRON SECTIONAL STEAM BOILER FOR SPACE HEATING
PP20140609361 | 09-JUN-14 | 3042 |  | JACKSON | ST | 1 | ISSUED | 09-JUN-14 | PRIMO PLUMBING | KITCHEN REMODEL & POWDER ROOM.
PP20140609368 | 09-JUN-14 | 845 |  | CHENERY | ST |  | ISSUED | 09-JUN-14 | PERFECT CONNECTION INC. | RELOCATED FULL BATHROOM REMOVE WASHER AND DRYER.
PMW20140609743 | 09-JUN-14 | 2201 |  | LYON | ST |  | ISSUED | 09-JUN-14 | SCHMITT HEATING CO INC | WORK CATEGORY: 1M; INSTALL NEW CONDENSATE DRAIN LINE.
PW20140610788 | 10-JUN-14 | 2211 |  | BUSH | ST |  | COMPLETE | 01-JUL-14 | MIKE TESTA PLUMBING INC. | WORK CATEGORY: 2PA; INSTALL TWO NEW TOILETS TWO LAVATORIES AND SINK IN THEIR EXISTING LOCATIONS.
PW20140610789 | 10-JUN-14 | 122 |  | CLEARFIELD | DR |  | COMPLETE | 23-JUN-14 | FAST RESPONSE PLUMBING & ROOTER | WORK CATEGORY: 1P; SEWER AND HOUSE TRAP REPLACEMENT
PP20140610419 | 10-JUN-14 | 955 |  | CORBETT | AV |  | COMPLETE | 12-JUN-14 | BABA BUILDERS CO | REPIPE COPPER WATER LINES TO UNITS (16).
PP20140610399 | 10-JUN-14 | 101 |  | HOWARD | ST |  | ISSUED | 10-JUN-14 | ANDERSON ROWE & BUCKLEY INC. | TENANT IMPROVEMENTS: 1ST FLOOR: 70 SPRINKLERS 4TH FLOOR: 51 SPRINKLERS.
PP20140610389 | 10-JUN-14 | 275 |  | SACRAMENTO | ST |  | ISSUED | 10-JUN-14 | DINELLI PLUMBING INC | ROUGH INSTALL OF SINK.
PP20140610381 | 10-JUN-14 | 3843 |  | 22ND | ST |  | ISSUED | 10-JUN-14 | VELIC CONSTRUCTION | REMODEL EXISTING BATHROOM WITH NEW SHOWER & SHOWER PAN INSTALLATION. NEW VANITY AND NEW TOILET
PW20140610779 | 10-JUN-14 | 1350 |  | CAYUGA | AV |  | COMPLETE | 07-JUL-14 | ARB INC | WORK CATEGORY: 1P; GAS HOUSE LINE EXTENSION.
PW20140610763 | 10-JUN-14 | 1782 |  | QUINT | ST |  | COMPLETE | 18-JUN-14 | MCLAUGHLIN PLUMBING | WORK CATEGORY: 11P; I NEED FINAL ON PROJECT THAT WAS DELAY TO MEDICAL ISSUES WITH HOME OWNER. THE JOB WAS SIGNED OFF FOR ROUGH NOW I JUST NEED A FINAL.
PM20140610387 | 10-JUN-14 | 5642 | 5644 | CALIFORNIA | ST |  | ISSUED | 10-JUN-14 | MAYEN HVAC | INSTALL 4 NEW CENTRAL FURNACES.
PM20140610393 | 10-JUN-14 | 188 |  | ALPINE | TR |  | ISSUED | 10-JUN-14 | MATT SANFORD HOMES | REMOVE AND REPLACE FURNACE
PW20140610765 | 10-JUN-14 | 1401 |  | EDDY | ST |  | COMPLETE | 17-JUN-14 | ECONOMY PLUMBING | WORK CATEGORY: 1P; REPLACE SEWER AND HOUSETRAP
PP20140610373 | 10-JUN-14 | 27 |  | STARVIEW | WY |  | ISSUED | 10-JUN-14 | HOMEOWNER'S PERMIT | KITCHEN AND BATHROOM REMODEL NEW WHOLE HOUSE WATER FILTER SYSTEM
PP20140610383 | 10-JUN-14 | 1361 |  | CAYUGA | AV |  | COMPLETE | 02-JUL-14 | ARB INC | GAS HOUSE LINE EXTENSION
PP20140610407 | 10-JUN-14 | 4100 |  | 03RD | ST |  | ISSUED | 10-JUN-14 | C B PLUMBING (SEE ID & CONTRACTOR'S NOTE | INSTALL 3 NEW FLOOR DRAINS TWO FLOOR SINKS ONE MOP SINK TWO HAND SINKS TEST (E) GAS LINE ONE GREASE TRAP.
PP20140610413 | 10-JUN-14 | 3208 |  | 24TH | ST |  | ISSUED | 10-JUN-14 | WYNNE PARTNERS INC. | REPLACE WATER & DRAINS ADD BATHROOM REPLACE FIXTURES - TOILET TUB SHOWER PAN AND SINK
PM20140610412 | 10-JUN-14 | 2168 | 2174 | MARKET | ST |  | ISSUED | 10-JUN-14 | C & C GENERAL ENGINEERING INC. | INSTALL NEW EXHAUST HOOOD MAKEUP AIR HVAC & DUCTING.
PP20140610405 | 10-JUN-14 | 689 |  | 20TH | AV |  | ISSUED | 10-JUN-14 | C B PLUMBING (SEE ID & CONTRACTOR'S NOTE | LEGALIZE ONE COMPLETE BATHROOM ON G/F.
PW20140610766 | 10-JUN-14 | 51 |  | WOOL | ST |  | COMPLETE | 16-JUN-14 | 24/7 ROOTER AND PLUMBING SERVICES INC | WORK CATEGORY: 1P; REMOVE AND REPLACE HOUSE TRAP AND 12 FEET OF SEWER LATER.
PM20140610416 | 10-JUN-14 | 1577 |  | TREAT | AV |  | ISSUED | 10-JUN-14 | BLANCHARD'S SHEET METAL | 3 UNITS: REPLACE EXISTING HEATING SYSTEMS (3) INSTALL NEW FLUE SYSTEMS FAB & INSTALL HEATING DUCT WORK INSTALL COLD AIR RETURN SYSTEM W/ AIR FILTERS. INSTALL THERMASTATS.
PP20140610391 | 10-JUN-14 | 2149 |  | GROVE | ST |  | ISSUED | 10-JUN-14 | CRAYTON PLUMBING | NEW CONTRACTOR TO CONTINUE WORK ON GAS LINE UNDER PERMITS: PP20140408748 PP20140408750 AND VENTS UNDER PERMIT PW20140327954
PP20140610397 | 10-JUN-14 | 5211 |  | GEARY | BL |  | ISSUED | 10-JUN-14 | LCY CONTRUCITON INC | REMODEL 1 (E) BATHROOM AND ADD (1) NEW BATHROOM.
PP20140610394 | 10-JUN-14 | 2973 |  | PINE | ST |  | COMPLETE | 12-JUN-14 | TRACY ANTHONY GENERAL CONTRACTOR | RUN GAS LINE TO REAR YARD FOR BBQ
PP20140610414 | 10-JUN-14 | 120 |  | SANTA PAULA | AV |  | ISSUED | 10-JUN-14 | D'EXPERT PLUMBER | 1 NEW BOILER 84 000 BTU'S FOR RADIATOR HEATING 50 GAL INDIRECT TANK.
PW20140610785 | 10-JUN-14 | 62 |  | 01ST | ST |  | COMPLETE | 19-JUN-14 | AMORES PLUMBING COMPANY | WORK CATEGORY: 5P; ROUGH IN AND TRIM 3 TOILETS 2 LAVS 1 FLOOR DRAIN AND TRAP PRIMER. INSTALL 1 COFFEE SINK
PW20140610781 | 10-JUN-14 | 1355 |  | CAYUGA | AV |  | COMPLETE | 02-JUL-14 | ARB INC | WORK CATEGORY: 1P; GAS HOUSE LINE EXTENSION.
PW20140610776 | 10-JUN-14 | 1337 |  | CAYUGA | AV |  | COMPLETE | 02-JUL-14 | ARB INC | WORK CATEGORY: 1P; GAS HOUSE LINE EXTENSION.
PM20140610386 | 10-JUN-14 | 556 |  | ELIZABETH | ST |  | ISSUED | 10-JUN-14 | MAYEN HVAC | INSTALL A CENTRAL FURNACE.
PMW20140610786 | 10-JUN-14 | 835 |  | DARIEN | WY |  | ISSUED | 10-JUN-14 | TECHPRO MECHANICAL | WORK CATEGORY: 1M; INSTALLATION OF A NEW FIREPLACE.
PW20140610772 | 10-JUN-14 | 555 |  | MISSION | ST | 0 | COMPLETE | 17-JUN-14 | AYOOB & PEERY PLUMBING | WORK CATEGORY: 4PB; RELOCATE 3 HEADS 14-668
PM20140610376 | 10-JUN-14 | 4536 |  | 20TH | ST |  | COMPLETE | 16-JUN-14 | SCHMITT HEATING CO INC | REPLACE EXTG FURNACE WITH NEW.
PW20140610770 | 10-JUN-14 | 322 |  | RITCH | ST |  | ISSUED | 10-JUN-14 | AYOOB MECHANICAL INC | WORK CATEGORY: 5P; ROUGH IN AND SET FIXTURES FOR (2) BATHROOMS (1) SHOWER AND (1) BREAKSINK.
PW20140610791 | 10-JUN-14 | 539 |  | 36TH | AV |  | ISSUED | 10-JUN-14 | D & S LEONG ASSOCIATES | WORK CATEGORY: 2PA; NEW PLUMBING FOR BATHROOM AT 1ST FLOOR RELOCATE WASHER AND DRYER REPLACE ONE COMBINATION TANK LESS WATER HEATER FOR UPPER UNIT.
PP20140610388 | 10-JUN-14 | 164 |  | MIDCREST | WY |  | COMPLETE | 12-JUN-14 | WISHART TILE | SHOWER PAN INSPECTION .
PW20140610790 | 10-JUN-14 | 38 |  | VIRGINIA | AV |  | ISSUED | 10-JUN-14 | ECONOMY ROOTER | WORK CATEGORY: 1P; REPLACE 40 GAL GAS WATER HEATER SAME LOCATION.
PW20140610767 | 10-JUN-14 | 240 |  | ARLINGTON | ST |  | COMPLETE | 30-JUN-14 | 24/7 ROOTER AND PLUMBING SERVICES INC | WORK CATEGORY: 1P; R/R HOUSE TRAP
PP20140610415 | 10-JUN-14 | 201 |  | 09TH | ST | 0 | ISSUED | 10-JUN-14 | BRIGHT EAGLES CONSTRUCTION | LOCATE & REPAIR LAVI DRAIN LEAK
PW20140610775 | 10-JUN-14 | 1331 |  | CAYUGA | AV |  | COMPLETE | 02-JUL-14 | ARB INC | WORK CATEGORY: 1P; GAS HOUSE LINE EXTENSION.
PW20140610777 | 10-JUN-14 | 150 |  | ANKENY | ST |  | ISSUED | 10-JUN-14 | TROMBORG ROYAL PLUMBING & HEATING | WORK CATEGORY: 1P; ISTALLED NEW 40 GALLON WATER HEATER FLUE CORRECTION/MODIFICATION FOR FAU FURNACE CHANG-OUT.
PW20140610787 | 10-JUN-14 | 2678 |  | 40TH | AV |  | COMPLETE | 12-JUN-14 | DBA ACE PLUMBING & ROOTER | WORK CATEGORY: 1P; REPLACING THE SEWER LATERAL FROM CURB TO HOUSE.
PW20140610784 | 10-JUN-14 | 120 |  | HARTFORD | ST |  | COMPLETE | 18-JUN-14 | DISCOUNT PLUMBING CO | WORK CATEGORY: 1P; HOUSE TRAP AND SEWER LINE REPLACEMENT
PP20140610398 | 10-JUN-14 | 3390 |  | 16TH | ST | 0 | ISSUED | 10-JUN-14 | G-CON GENERAL CONSTRUCTION | CONVERT (E) POWDER ROOM INTO FULL BATHROOM: INSTALL NEW WATER SUPPLY LINES DRAINS AND VENTS. TRIM.
PMW20140610795 | 10-JUN-14 | 2087 |  | 20TH | AV |  | ISSUED | 10-JUN-14 | S AND L TEC CONSTRUCTION CO INC | WORK CATEGORY: 1M; INSTALL NEW FURNACE
PP20140610401 | 10-JUN-14 | 1 |  | SANSOME | ST |  | COMPLETE | 01-JUL-14 | ANDERSON ROWE & BUCKLEY INC. | TENANT IMPROVEMENTS: 85 SPRINKLERS
PW20140610792 | 10-JUN-14 | 340 |  | BRYANT | ST |  | ISSUED | 10-JUN-14 | D & S LEONG ASSOCIATES | WORK CATEGORY: 2PB; NEW RESTROOMS (1ST TO 4TH FLOOR) ROOF DRAINS KITCHEN SINKS AND MOP SINKS
PP20140610385 | 10-JUN-14 | 670 |  | 04TH | ST |  | COMPLETE | 12-JUN-14 | G P FIRE PROTECTION | RELOCATE AND LOWER SPRINKLER HEAD IN NEW CONSULT ROOM FOR NEW T-BAR CEILING NO NEW FULL HEIGHT WALLS ADDED. LOWER 2 SPRINKLER HEADS NEXT TO PHOTO CENTER WHERE SHEET ROCK CEILING HAS BEEN CHANGED TO NEW T-BAR CEILING. (REF BLDG PERMIT APP #201406107917)
PW20140610783 | 10-JUN-14 | 1379 |  | CAYUGA | AV |  | COMPLETE | 08-JUL-14 | ARB INC | WORK CATEGORY: 1P; GAS HOUSE LINE EXTENSION.
PP20140610404 | 10-JUN-14 | 2168 | 2174 | MARKET | ST |  | ISSUED | 10-JUN-14 | C & C GENERAL ENGINEERING INC. | INSTALL NEW GREASE TRAP FLOOR SINK FLOOR DRAIN HAND SINK.
PP20140610396 | 10-JUN-14 | 505 |  | BEACH | ST | 300 | COMPLETE | 20-JUN-14 | BOTTOM LINE SERVICES COMPANY | INSTALL GAS LINE FOR EMERGENCY STAND-BY GENERATOR.
PP20140610392 | 10-JUN-14 | 188 |  | ALPINE | TR |  | ISSUED | 10-JUN-14 | MATT SANFORD HOMES | KITCHEN AND BATH REMODEL - REMOVE AND REPLACE IN KIND.
PW20140610794 | 10-JUN-14 | 34 |  | FORD | ST |  | COMPLETE | 16-JUN-14 | ASTORGA CONST COMPANY | WORK CATEGORY: 1P; INSTALL GAS LINE FROM METER TO NEW FIREPLACE AT 2ND FLOOR REAR OFFICE/FAMILY ROOM
PW20140610782 | 10-JUN-14 | 1367 |  | CAYUGA | AV |  | COMPLETE | 07-JUL-14 | ARB INC | WORK CATEGORY: 1P; GAS HOUSE LINE EXTENSION.
PP20140610390 | 10-JUN-14 | 670 |  | 04TH | ST |  | COMPLETE | 18-JUN-14 | DINELLI PLUMBING INC | ROUGH INSTALL OF SINK.
PP20140610384 | 10-JUN-14 | 275 |  | SACRAMENTO | ST |  | ISSUED | 10-JUN-14 | G P FIRE PROTECTION | RELOCATE SPRINKLER HEAD IN NEW CONSULTING ROOM AND ADD SPRINKLER HEAD IN TRAING ROOM (REF BLDG APP # 201406107920)
PMW20140610768 | 10-JUN-14 | 208 |  | MONTCALM | ST |  | ISSUED | 10-JUN-14 | BLAZE FIREPLACES OF NO CAL | WORK CATEGORY: 1M; INSTALL ONE FIREPLACE
PP20140610395 | 10-JUN-14 | 942 |  | MISSION | ST |  | ISSUED | 10-JUN-14 | COSCO FIRE PROTECTION INC | FIRE SPRINKLERS FOR ENTIRE BUILDING.
PM20140610409 | 10-JUN-14 | 1801 |  | 15TH | AV |  | ISSUED | 10-JUN-14 | AIR FLOW PRO'S | FURNACE 80% TRANE.
PW20140610764 | 10-JUN-14 | 342 |  | 27TH | ST |  | COMPLETE | 13-JUN-14 | TWO GUYS PLUMBING INC DBA CABRILLO PLUM | WORK CATEGORY: 1P; REPLACEMENT OF GAS LINE
PP20140610400 | 10-JUN-14 | 444 |  | 04TH | AV |  | ISSUED | 10-JUN-14 | BUILD 4 LESS CONSTRUCTION INC | INSTALL BATHROOM SINK.
PP20140610380 | 10-JUN-14 | 219 | 221 | 25TH | AV |  | ISSUED | 10-JUN-14 | EXPERT PLUMBING SOLUTIONS | INSTALL TANKLESS WATER HEATER.
PW20140610773 | 10-JUN-14 | 3769 |  | JACKSON | ST |  | ISSUED | 10-JUN-14 | CAHILL AND KAVANAUGH INC * SEE NOTE* | WORK CATEGORY: 1P; RUN NEW GAS LINE TO NEW GAS FIREPLACE INSTALL
PP20140610406 | 10-JUN-14 | 1665 |  | MISSION | ST |  | ISSUED | 10-JUN-14 | RIGGS CONSTRUCTION | TOILET RELOCATION
PP20140610417 | 10-JUN-14 | 1366 |  | 12TH | AV |  | ISSUED | 10-JUN-14 | KENLEY WEI LIANG | BATHROOM REMODELING ON G/F.
PP20140610379 | 10-JUN-14 | 3191 |  | 17TH | ST | 2 | ISSUED | 10-JUN-14 | T R Z PLUMBING | 2/F: (E) BATHROOM REMODELED & TANKLESS WATER HEATER WWOP.
PP20140610403 | 10-JUN-14 | 1547 |  | FRANCISCO | ST | 0 | ISSUED | 10-JUN-14 | NERLAND BUILDING AND RESTORATION | KITCHEN & BATHROOM RENOVATION - SHOWER PAN
PW20140610774 | 10-JUN-14 | 1319 |  | CAYUGA | AV |  | COMPLETE | 01-JUL-14 | ARB INC | WORK CATEGORY: 1P; GAS HOUSE LINE EXTENSION.
PM20140610402 | 10-JUN-14 | 5211 |  | GEARY | BL |  | ISSUED | 10-JUN-14 | LCY CONTRUCITON INC | NEW HEAT & AIR CONDITIONING
PP20140610382 | 10-JUN-14 | 2120 |  | POLK | ST | 0 | COMPLETE | 19-JUN-14 | G P FIRE PROTECTION | RELOCATE (E) SPRINKLER HEAD OVER ONE FOOT (1') FOR NEW T-BAR CEILING IN NEW CONSULT ROOM (REF BLDG APP # 201406107919)
PW20140610762 | 10-JUN-14 | 835 |  | BUSH | ST | 0 | ISSUED | 10-JUN-14 | PRIBUSS ENGINEERING INC | WORK CATEGORY: 1P; INSTALL COLD WATER SERVICE AND PRV.
PW20140610771 | 10-JUN-14 | 44 |  | MONTGOMERY | ST | 0 | COMPLETE | 16-JUN-14 | AYOOB & PEERY PLUMBING | WORK CATEGORY: 4PB; 4 HEAD RELOCATES ON 9TH FLOOR 14-669
PM20140610408 | 10-JUN-14 | 1750 |  | NOE | ST |  | ISSUED | 10-JUN-14 | M C L HEATING & AIR CONDITIONING INC | INSTALL HIGH-EFFICIENCY FURNACE SYSTEM VENT FURNACE RUN CONDENSATE.
PW20140610769 | 10-JUN-14 | 234 |  | ULLOA | ST |  | ISSUED | 10-JUN-14 | E. MITCHELL INC. | WORK CATEGORY: 2PA; INSTALL LAV AND TOILET
PP20140610374 | 10-JUN-14 | 1847 |  | 26TH | AV |  | COMPLETE | 17-JUN-14 | NATIONAL PLUMBING | SEWER PIPES REPLACEMENT.
PP20140610411 | 10-JUN-14 | 1201 |  | DOLORES | ST | 4 | ISSUED | 10-JUN-14 | LARA CONSTRUCTION (KALIX INC) | REMODEL KITCHEN & BATHROOM.
PP20140610378 | 10-JUN-14 | 1958 | 1960 | FELL | ST |  | ISSUED | 10-JUN-14 | H & BO CONSTRUCTION INC. | INSTALL 35' LONG GAS PIPE.
PP20140610375 | 10-JUN-14 | 535 |  | GATES | ST |  | ISSUED | 10-JUN-14 | NATIONAL PLUMBING | REMODELING 2-1/2 BATHROOMS KITCHEN LAUNDR ROOM WATER PIPES W ASTE PIPES GAS PIPES AND HOUSE TRAP.
PP20140610418 | 10-JUN-14 | 1751 |  | MARKET | ST |  | COMPLETE | 20-JUN-14 | E.J. BUILDERS | UNIT 45: BATHROOM FIXTURES REPLACEMENT TUB TOILET VANITY SINK / TO UNIT 36: KITCHEN CABINET & SINK.
PW20140610780 | 10-JUN-14 | 1575 |  | 25TH | AV |  | ISSUED | 10-JUN-14 | TROMBORG ROYAL PLUMBING & HEATING | WORK CATEGORY: 1P; INSTALLED NEW 40 GALLON WATER HEATER FLUE CORRECTION/MODIFICATION FOR FAU FURNACE CHANGE-OUT.
PP20140610420 | 10-JUN-14 | 707 |  | COLE | ST |  | COMPLETE | 06-JUL-14 | BUILDING EFFICIENCY INC | REFITTING LAUNDRY ROOM
PM20140610410 | 10-JUN-14 | 33 |  | BALBOA | ST |  | COMPLETE | 26-JUN-14 | AIR FLOW PRO'S | FURNACE CHANGE OUT 90% TRANCE.
PM20140610377 | 10-JUN-14 | 1627 |  | 27TH | AV |  | ISSUED | 10-JUN-14 | TUCK AIRE HEATING &AIR CONDITIONING CORP | NEW FLUE.
PW20140610793 | 10-JUN-14 | 600 |  | COLUMBUS | AV |  | ISSUED | 10-JUN-14 | D & S LEONG ASSOCIATES | WORK CATEGORY: 2PB; PLUMBING WORK FOR NEW ADA BATHROOM AND DRINKING FOUNTAIN
PW20140610778 | 10-JUN-14 | 1343 |  | CAYUGA | AV |  | COMPLETE | 02-JUL-14 | ARB INC | WORK CATEGORY: 1P; GAS HOUSELINE EXTENSION.
PW20140611804 | 11-JUN-14 | 233 |  | CLINTON | PK | 0 | ISSUED | 11-JUN-14 | AQUA STAR PLUMBING INC | WORK CATEGORY: 1P; REMODEL OF AN ENTIRE UNIT. WITH ONE NEW BATHROOM AND LAUNDRY IN NEW LOCATION. REMODEL OF 2ND CURRENT BATHROOM WITH SHOWER AND TUB. REMODEL OF KITCHEN AND INSTALL OF NEW HOT WATER HEATER. CONDENSATION LINES FOR FURNACES.
PP20140611443 | 11-JUN-14 | 270 |  | MCALLISTER | ST |  | ISSUED | 11-JUN-14 | OCCIDENTAL EXPRESS | INSTALLING AREA DRAINS AND TRAP PRIMERS IN THREE GARBAGE ROOMS.
PW20140611797 | 11-JUN-14 | 2934 |  | FOLSOM | ST |  | ISSUED | 11-JUN-14 | FEERICK PLUMBING | WORK CATEGORY: 2PA; INSTALL PLUMBING FOR ONE WC AND LAVY AND NEW ONDEMAND WATER HEATER IN REAR BUILDING .INSTALL NEW ONDEMAND WATER HEATER IN FRONT BUILDING 2 NEW GAS LINES
PP20140611441 | 11-JUN-14 | 2870 | 2878 | WASHINGTON | ST |  | ISSUED | 11-JUN-14 | FIRE TECHNOLOGIES | 2300 - 2304 DIVISADERO (CORNER BULDING) - PARTIAL FIRE SPRINKLER INSTALLATION IN GARAGE ONLY ALONG WITH NEW DEDICATED 4" FIRE SERVICE
PW20140611807 | 11-JUN-14 | 3675 |  | WASHINGTON | ST |  | ISSUED | 11-JUN-14 | PLUMBWORKS INC. /CHRIS GOODWIN PLUMBING | WORK CATEGORY: 2PB; 6.5 BATHROOM KITCHEN 2 UTILITY SINKS LAUNDRY FLOOR SINK 3 AREA DRAINS TRENCH DRAIN 1 OR 2 CATCH BASINS. NEW GAS WATER DRAINS WHERE NEEDED.
PW20140611827 | 11-JUN-14 | 2800 |  | LEAVENWORTH | ST |  | COMPLETE | 24-JUN-14 | BACON PLUMBING CO. INC. | WORK CATEGORY: 2PA; NEW 3 COMPARTMENT SINK HAND SINK MOP SINK AND WATER HEATER. BPCI# R023.14
PW20140611805 | 11-JUN-14 | 619 |  | MARINA | BL |  | ISSUED | 11-JUN-14 | CALIFORNIA DELTA MECHANICAL INC | WORK CATEGORY: 1P; REPLACING 75 GAL WATER HEATER LIKE FOR LIKE
PP20140611431 | 11-JUN-14 | 3385 |  | JACKSON | ST |  | ISSUED | 11-JUN-14 | FONG'S CONSTRUCTION & PLUMBING | INSTALL FIRE SPRINKLER SYSTEM FOR 2ND AND 3RD FLOOR
PP20140611425 | 11-JUN-14 | 1040 |  | FOLSOM | ST | 0 | ISSUED | 11-JUN-14 | OCCIDENTAL EXPRESS | RENEWING EXPRED PERMIT #PP20120119849 ALSO 4 SHOWER PANS.
PP20140611426 | 11-JUN-14 | 1062 |  | SUTTER | ST |  | REINSTATED | 23-JUN-14 | CITYBEST CONSTRUCTION | REPLACE TOILET NEW SHOWER FIXTURES REPLACE SHOWER PAN.
PP20140611437 | 11-JUN-14 | 811 |  | 14TH | ST | 1 | ISSUED | 11-JUN-14 | ANDES GENERAL CONSTRUCTION | BATHROOM REMODEL KITCHEN REMODEL WITH GAS LINE RELOCATION.
PMW20140611828 | 11-JUN-14 | 3667 |  | 17TH | ST |  | ISSUED | 11-JUN-14 | OKELL'S FIREPLACES | WORK CATEGORY: 1M; INSTALL GAS FIREPLACE GAS LINE WORK PERFORMED BY OTHERS
PW20140611821 | 11-JUN-14 | 975 |  | PORTOLA | DR |  | COMPLETE | 18-JUN-14 | ARB INC | WORK CATEGORY: 1P; GAS HOUSE LINE EXTENSION.
PP20140611434 | 11-JUN-14 | 1247 |  | HARRISON | ST | 1 | COMPLETE | 17-JUN-14 | GREEN GIANT CONSTRUCTION | INSTALL SHOWER DRAIN.
PW20140611829 | 11-JUN-14 | 1039 |  | GIRARD | ST |  | ISSUED | 11-JUN-14 | ECONOMY PLUMBING | WORK CATEGORY: 1P; SEWERLINE REPAIR
PP20140611421 | 11-JUN-14 | 25 |  | BAKER | ST |  | COMPLETE | 26-JUN-14 | BANA CONSTRUCTION INC | TO OBTAIN A FINAL INSPECTION FOR WORK COMPLETED UNDER EXPIRED PERMIT PW20090420427.
PW20140611798 | 11-JUN-14 | 1338 |  | FILBERT | ST | 1 | ISSUED | 11-JUN-14 | STEVEN YEUNG INC DBA CHUNG WAH PLBG&FIRE | WORK CATEGORY: 2PB; UNDERGROUND WORK AND ROUGH PLUMBING FOR 4 UNIT PROJECT.
PW20140611823 | 11-JUN-14 | 1549 |  | COLE | ST |  | ISSUED | 11-JUN-14 | A VALENTE & SONS INC | WORK CATEGORY: 1P; INSPECTION TO SATISFY 3R-5118 REPORT
PW20140611814 | 11-JUN-14 | 300 |  | FAXON | AV |  | ISSUED | 11-JUN-14 | MAGIC PLUMBING | WORK CATEGORY: 1P; REPLACE SEWER LINE FROM CURB TO HOUSE
PP20140611446 | 11-JUN-14 | 50 |  | LANSING | ST | 805 | ISSUED | 11-JUN-14 | DEBONO CONSTRUCTION | INSTALLATION OF NEW SINK FAUCET 7 GARBAGE DISPOSAL IN (E) LOCATIONS & HOOK UP DISHWASHER
PW20140611803 | 11-JUN-14 | 2028 |  | HYDE | ST | 0 | ISSUED | 11-JUN-14 | C & H PLUMBING CO. | WORK CATEGORY: 1P; REMOVE AND REPLACE PIPING UNDER KITCHEN CABINETS
PMW20140611830 | 11-JUN-14 | 475 |  | SANSOME | ST |  | ISSUED | 11-JUN-14 | CLINTON HEATING & A/C INC | WORK CATEGORY: 5M; REWORK EXISTING HVAC DUCTING AND GRILLES TO ACCOMODATE NEW OFFICE LAYOUT.
PW20140611817 | 11-JUN-14 | 1316 |  | SUNNYDALE | AV |  | ISSUED | 11-JUN-14 | ECONOMY ROOTER | WORK CATEGORY: 1P; REPLACE 40 GAL GAS WATER HEATER SAME LOCATION.
PW20140611834 | 11-JUN-14 | 498 |  | 14TH | ST |  | ISSUED | 11-JUN-14 | C & L PLUMBING INC | WORK CATEGORY: 2PB; 5 SINKS TWO TOILETS AND 1 CLOTHES WASHER
PW20140611831 | 11-JUN-14 | 145 |  | DELMAR | ST |  | ISSUED | 11-JUN-14 | BRIAN FUSCO PLUMBING | WORK CATEGORY: 2PA; BASEMENT BATH AND LAUNDRY.
PM20140611433 | 11-JUN-14 | 3619 |  | BALBOA | ST |  | COMPLETE | 17-JUN-14 | BAY HEATING & AIR CONDITINING INC | INSTALL NEW W/H FLUE 3-VENT.
PP20140611430 | 11-JUN-14 | 1701 |  | YOSEMITE | AV |  | ISSUED | 11-JUN-14 | L R PLUMBING | 3-COMP SINK: WASHER DISHWASHER GREASE TRAP 1 FLOOR DRAIN 2 FLOOR SINKS WATER HEATER DRAIN FOR WATER HEATER.
PW20140611815 | 11-JUN-14 | 945 |  | PORTOLA | DR |  | COMPLETE | 18-JUN-14 | ARB INC | WORK CATEGORY: 1P; GAS HOUSE LINE EXTENSION.
PW20140611809 | 11-JUN-14 | 2288 |  | BROADWAY | * | 8 | ISSUED | 11-JUN-14 | PLUMBWORKS INC. /CHRIS GOODWIN PLUMBING | WORK CATEGORY: 2PA; NEW SHOWER VALVE AND DRAIN. 3 TOILETS 2 LAVY SINKS 2 KITCHEN SINKS FINISH ONLY OTHER MISC FINISH ONLY. 5 SETS ISOLATION VALVES
PP20140611445 | 11-JUN-14 | 2600 |  | 18TH | ST | 19 | ISSUED | 11-JUN-14 | RUSCHKE MANAGEMENT & CONSTRUCTION | REPLACE TUB WITH SHOWER NEW TOILET NEW FAUCETS
PP20140611444 | 11-JUN-14 | 645 |  | BOWDOIN | ST |  | ISSUED | 11-JUN-14 | DAVID ADAM ISEMAN | FIRE DAMANGE REPAIR: KITCHEN 2 BATHROOMS REMODELING: 1 SHOWER PAN.
PW20140611835 | 11-JUN-14 | 765 |  | MARKET | ST | 25 | ISSUED | 11-JUN-14 | ICON PLUMBING & DESIGN | WORK CATEGORY: 2PA; TO RELOCATE EXISTING FIXTURES AND INSTALL NEW FIXTURES IN EXISTING LOCATIONS
PW20140611813 | 11-JUN-14 | 925 |  | PORTOLA | DR |  | COMPLETE | 18-JUN-14 | ARB INC | WORK CATEGORY: 1P; GAS HOUSE LINE EXTENSION.
PP20140611422 | 11-JUN-14 | 324 |  | MAPLE | ST | 0 | ISSUED | 11-JUN-14 | J A DESIGN AND CONSTRUCTION INC | 2ND SHOWER PAN AND FINAL PLUMBING PERMITS PW20140409264 & PP20130930559.
PP20140611423 | 11-JUN-14 | 2150 |  | VALLEJO | ST | 3 | COMPLETE | 20-JUN-14 | ESSEX GENERAL CONTRACTORS INC | TO OBTAIN A FINAL INSPECTION FOR WORK COMPLETED UNDER EXPIRED PERMIT PW20130524894.
PP20140611442 | 11-JUN-14 | 220 |  | HAZELWOOD | AV |  | ISSUED | 11-JUN-14 | ZEUS CONSTRUCTION CORP. | MAIN FLOOR; BATHROOM RENOVATION PAN INSTALLATION FAUCETS VALVES REPLACEMENT TOILET REPLACEMENT.
PW20140611833 | 11-JUN-14 | 36 |  | DIVISADERO | ST | 0 | ISSUED | 11-JUN-14 | J B LIND PLUMBING CO | WORK CATEGORY: 2PA; ONE NEW BATHROOM IN BASEMENT
PW20140611810 | 11-JUN-14 | 438 |  | COLON | AV |  | ISSUED | 11-JUN-14 | AQUA STAR PLUMBING INC | WORK CATEGORY: 1P; REMODEL OF FULL BATHROOM IN UPSTAIRS HALLWAY.
PW20140611800 | 11-JUN-14 | 145 |  | PRESIDIO | AV |  | ISSUED | 11-JUN-14 | DE BARRA PLUMBING | WORK CATEGORY: 2PB; REMODEL 3 BATHROOMS KITCHEN LAUNDRY POWDER ROOM WATER HEATER ALSO 2 SHOWER PANS
PMW20140611812 | 11-JUN-14 | 2674 |  | BROADWAY | * |  | ISSUED | 11-JUN-14 | SKAATES CANEPA INC | WORK CATEGORY: 2M ; RADIANT HEAT SYSTEM
PP20140611427 | 11-JUN-14 | 3550 |  | MARKET | ST | 303 | COMPLETE | 19-JUN-14 | ZEUS CONSTRUCTION CORP. | RENEWAL OF PP20120803555 FOR FINAL
PP20140611424 | 11-JUN-14 | 251 | 253 | MISSOURI | ST |  | ISSUED | 11-JUN-14 | HONG WEI CONSTRUCTION INC | REPLACEMENT AND INSTALL NEW SEWER SYSTEM HOT AND COLD WATER PIPES. GAS PIPE FOR SIX FULL BATHROOMS SHOWER PANS FLOOR DRAINS TWO KITCHENS LAUDNRY STOVE WATER EHATER FURANCE AT GROUND ON 1-2-3 FLOORS.
PMW20140611801 | 11-JUN-14 | 133 |  | ELSIE | ST |  | COMPLETE | 03-JUL-14 | BLAZE FIREPLACES OF NO CAL | WORK CATEGORY: 1M; INSTALL ONE FIREPLACE
PW20140611824 | 11-JUN-14 | 1233 |  | DIVISADERO | ST |  | COMPLETE | 17-JUN-14 | GAGNE BROS. DBA BENJAMIN FRANKLIN PLUMBI | WORK CATEGORY: 1P; KITCHEN AND 1.5 BATH DRAIN REPAIR
PW20140611826 | 11-JUN-14 | 1070 |  | GREEN | ST | 1501 | ISSUED | 11-JUN-14 | C R REICHEL ENGINEERING | WORK CATEGORY: 1P; APARTMENT REMODEL. NEW PLUMBING
PW20140611818 | 11-JUN-14 | 955 |  | PORTOLA | DR |  | COMPLETE | 18-JUN-14 | ARB INC | WORK CATEGORY: 1P; GAS HOUSE LINE EXTENSION.
PP20140611440 | 11-JUN-14 | 423 |  | MOUNT VERNON | AV |  | ISSUED | 11-JUN-14 | GOODRICH PLUMBING INC | CHANGE 4" HOUSE TRAP
PW20140611799 | 11-JUN-14 | 78 |  | ALVARADO | ST |  | COMPLETE | 19-JUN-14 | HEISE'S PLUMBING | WORK CATEGORY: 1P; CONDO CONVERSION REPORT #CC7660
PP20140611429 | 11-JUN-14 | 4407 |  | 20TH | ST |  | COMPLETE | 23-JUN-14 | CITYWIDE PLUMBING | INSTALL DRAIN VENT WATER GAS SUPPLY TO TWO WASHERS & DRYERS.
PW20140611816 | 11-JUN-14 | 821 |  | 32ND | AV |  | COMPLETE | 17-JUN-14 | ARS INC. DBA RESCUE ROOTER | WORK CATEGORY: 1P; 40 GAL WATER HEATER INSTALLATION.
PP20140611439 | 11-JUN-14 | 115 |  | SPRUCE | ST |  | ISSUED | 11-JUN-14 | UPSCALE CONSTRUCTION INC | SHOWER PAN.
PP20140611435 | 11-JUN-14 | 330 |  | 31ST | AV |  | COMPLETE | 03-JUL-14 | CARLETON R D PLUMBING | TRENCH DRAIN & AREA DRAIN IN FRONT OF STAIRS.
PW20140611819 | 11-JUN-14 | 360 |  | 03RD | ST |  | COMPLETE | 17-JUN-14 | RLH FIRE PROTECTION / CMA FIRE PROTECT | WORK CATEGORY: 4PB; RELOCATE 28 ADD 21 FIRE SPRINKLERS 4TH FL. JOB # 1433482
PW20140611808 | 11-JUN-14 | 1237 |  | GOETTINGEN | ST |  | COMPLETE | 02-JUL-14 | CALIFORNIA DELTA MECHANICAL INC | WORK CATEGORY: 1P; REPLACING TANKED WATER HEATER FOR A TANKLESS UNIT
PP20140611436 | 11-JUN-14 | 270 |  | CUMBERLAND | ST | 0 | ISSUED | 11-JUN-14 | BARNUM BUILDNG AND DESIGN | NEW KITCHEN SINK.
PMW20140611832 | 11-JUN-14 | 145 |  | DELMAR | ST |  | ISSUED | 11-JUN-14 | BRIAN FUSCO PLUMBING | WORK CATEGORY: 1M; FINAL EXISTING PERMIT NUMBER PMW20131002844 AND ADD BASEMENT BATH.
PW20140611806 | 11-JUN-14 | 1263 |  | 23RD | AV |  | COMPLETE | 13-JUN-14 | ROTO-ROOTER SEWERS | WORK CATEGORY: 1P; REPLACING SEWER LINE FROM HOUSE TO SIDEWALK PLUS HOUSETRAP
PW20140611811 | 11-JUN-14 | 915 |  | PORTOLA | DR |  | COMPLETE | 18-JUN-14 | ARB INC | WORK CATEGORY: 1P; GAS HOUSE LINE EXTENSION.
PW20140611825 | 11-JUN-14 | 1935 |  | LAWTON | ST |  | ISSUED | 11-JUN-14 | FRANCIS JOHN BURKE | WORK CATEGORY: 2PB; INSTAL NEW BATHROOM WATER HEATER THREE BAR SINKS
PP20140611432 | 11-JUN-14 | 1344 |  | CHESTNUT | ST |  | ISSUED | 11-JUN-14 | D & R CONST | KITCHEN & BATHROOM : NEW SHOWER VALVE & TRIM NEW FIXTURES.
PW20140611820 | 11-JUN-14 | 2850 |  | CESAR CHAVEZ | ST |  | ISSUED | 11-JUN-14 | RUBY PLUMBING & ELECTRICAL | WORK CATEGORY: 2PB; INSTALL 1 NEW BATH ROOM AT GROUND FLOOR 1 BATH ROOM KITCHEN LAUNDRY WATER HEATER AT 1ST. FLOOR.
PP20140611438 | 11-JUN-14 | 65 |  | MEDA | AV |  | ISSUED | 11-JUN-14 | V N G CONSTR. INC - DBA ALL TYPE REMODL | FLOORS 1 2 &3: REMODELING KITCHEN BATHS ADD 1 MASTER BATH SHOWER PAN ON 2ND FLOOR
PW20140611822 | 11-JUN-14 | 999 |  | PORTOLA | DR |  | COMPLETE | 18-JUN-14 | ARB INC | WORK CATEGORY: 1P; GAS HOUSE LINE EXTENSION.
PW20140611802 | 11-JUN-14 | 4300 |  | GEARY | BL |  | COMPLETE | 13-JUN-14 | C & H PLUMBING CO. | WORK CATEGORY: 1P; REMOVE AND REPLACE 5 INCH HOUSE TRAP
PW20140611796 | 11-JUN-14 | 795 |  | SAN JOSE | AV |  | ISSUED | 11-JUN-14 | RIFF RAFF PLUMBING | WORK CATEGORY: 1P; BATH REMODEL 2 UTILITY SINKS.
PM20140611428 | 11-JUN-14 | 106 |  | COLERIDGE | ST |  | ISSUED | 11-JUN-14 | COMFORT ZONE HEATING & AIR CONDITIONING | REPLACE 96% BRYANT FURNACE.
PW20140612836 | 12-JUN-14 | 48 |  | GILLETTE | AV |  | COMPLETE | 18-JUN-14 | ARS INC. DBA RESCUE ROOTER | WORK CATEGORY: 1P; SECONDARY DRAIN LINE REPLACEMENT IN GARAGE AREA
PW20140612837 | 12-JUN-14 | 343 |  | SANSOME | ST | 0 | ISSUED | 12-JUN-14 | KMC DESIGN GROUP | WORK CATEGORY: 5P; NEW BREAK ROOM SINKS ON THE 8TH FLOOR KMC#14127
PW20140612840 | 12-JUN-14 | 135 |  | SOUTH PARK | * |  | ISSUED | 12-JUN-14 | ARB INC | WORK CATEGORY: 1P; GAS HOUSE LINE EXTENSION.
PP20140612457 | 12-JUN-14 | 5176 |  | MISSION | ST |  | COMPLETE | 16-JUN-14 | GUCHO PLUMBING | TO COMPLY WITH COMPLAINT #201468371: FIXED HOT WATER HEATER UP TO CODE.
PP20140612464 | 12-JUN-14 | 3615 | 3617 | SACRAMENTO | ST |  | ISSUED | 12-JUN-14 | GORDON KULLBERG & SON INC | FIRE DAMANGE REPAIR: 1/F: 1 RESTROOM. 2/F: NEW KICVHEN & 1/2 BATHROOM.
PP20140612480 | 12-JUN-14 | 1108 |  | STOCKTON | ST | 0 | COMPLETE | 23-JUN-14 | LEI'S CONSTRUCTION CO | INSTALL FLOOR SINK FOR WALK IN COOLER
PP20140612455 | 12-JUN-14 | 2835 |  | LARKIN | ST |  | ISSUED | 12-JUN-14 | DROUET PLUMBING | TOP FLOOR: ONE MASTER BATHROOM AND ONE POWDER ROOM - ONE ROOF DRAIN.
PM20140612465 | 12-JUN-14 | 3615 | 3617 | SACRAMENTO | ST |  | ISSUED | 12-JUN-14 | GORDON KULLBERG & SON INC | FIRE DAMAGE REPAIR: REPAIR 2 NEW WATER HEATERS & 2 FURNACES FOR BOTH UNITS.
PP20140612478 | 12-JUN-14 | 2677 |  | LARKIN | ST | 0 | ISSUED | 12-JUN-14 | C&M DEVELOPMENT & CONSTRUCTION INC | KITCHEN & BATHROOM REMODEL.
PP20140612448 | 12-JUN-14 | 3749 |  | 21ST | ST |  | ISSUED | 12-JUN-14 | JIM PARR PLUMBING | INSTALL FIRE SPRINKLER SYSTEM AS PER PLANS WITH 1 1/4 SERVICE
PM20140612449 | 12-JUN-14 | 1340 |  | ALABAMA | ST |  | ISSUED | 12-JUN-14 | BLAZE FIREPLACES OF NO CAL | INSTALL (1) X FIREPLACE
PP20140612472 | 12-JUN-14 | 3571 |  | 16TH | ST |  | ISSUED | 12-JUN-14 | PINNACLE CONSTRUCTION & MAINTENANCE LLC | UNIT 6 & 11 - 2 BATHROOMS 2 KITCHEN REMODELS
PP20140612476 | 12-JUN-14 | 751 |  | MADRID | ST |  | ISSUED | 12-JUN-14 | JONES BROS CONSTRUCTION INC | REMOVE ILLEGAL PLUMBING FIXTURES @ 1ST FLOOR.
PP20140612479 | 12-JUN-14 | 3101 |  | CALIFORNIA | ST |  | ISSUED | 12-JUN-14 | TOMBAY CONSTRUCTION | RENEW PP20121126290 FOR FINAL INSPECTION
PP20140612468 | 12-JUN-14 | 3300 |  | LAGUNA | ST | 3 | ISSUED | 12-JUN-14 | KINSTAN HOME SOLUTIONS INC. | APT. 3: KITCHEN REMODELING
PP20140612462 | 12-JUN-14 | 685 |  | 07TH | AV |  | COMPLETE | 27-JUN-14 | GORDON KULLBERG & SON INC | TO COMPLY WITH PHYSICAL INSPECTION REPORT CC-7739.
PW20140612839 | 12-JUN-14 | 10 |  | JACKSON | ST |  | ISSUED | 12-JUN-14 | KMC DESIGN GROUP | WORK CATEGORY: 5P; NEW BREAK ROOM SINK ON 1ST FLOOR KMC #14134
PW20140612868 | 12-JUN-14 | 417 |  | LYON | ST |  | ISSUED | 12-JUN-14 | ALLIANCE PLUMBING WORKS INC | WORK CATEGORY: 2PB; NEW FLOOR DRAIN IN GARAGE REMODEL KITCHEN AND POWER ROOM IN SECOND FLOOR.
PMW20140612856 | 12-JUN-14 | 814 |  | FELL | ST |  | ISSUED | 12-JUN-14 | OKELL'S FIREPLACES | WORK CATEGORY: 1M; INSTALL GAS FIREPLACE; GAS LINE WORK PERFORMED BY OTHERS
PW20140612853 | 12-JUN-14 | 164 |  | SOUTH PARK | * |  | COMPLETE | 17-JUN-14 | ARB INC | WORK CATEGORY: 1P; GAS HOUSE LINE EXTENSION.
PP20140612467 | 12-JUN-14 | 15 |  | VICTORIA | ST |  | ISSUED | 12-JUN-14 | LEI'S CONSTRUCTION CO | 1 FULL BATHROOM 1 LAUNDRY ROOM IN G/F.
PW20140612848 | 12-JUN-14 | 74 |  | ROSEWOOD | DR |  | COMPLETE | 07-JUL-14 | GAGNE BROS. DBA BENJAMIN FRANKLIN PLUMBI | WORK CATEGORY: 1P; WHOLE HOUSE WATER ONLY REPIPE
PM20140612461 | 12-JUN-14 | 681 |  | 07TH | AV |  | COMPLETE | 27-JUN-14 | GORDON KULLBERG & SON INC | TO COMPLY WITH PHYSICAL INSPECTION REPORT CC-7597
PMW20140612867 | 12-JUN-14 | 2301 |  | SCOTT | ST | 0 | ISSUED | 12-JUN-14 | OKELL'S FIREPLACES | WORK CATEGORY: 1M; INSTALL GAS FIREPLACE; GAS LINE WORK PERFORMED BY OTHERS
PP20140612458 | 12-JUN-14 | 178 |  | WILSON | ST |  | ISSUED | 12-JUN-14 | BUILDING REPAIR CO. | ADD 2 BATHROOMS ADD 1 LAUNDRY ROOM 1 WATER HEATER 1 SHOWER PAN
PP20140612482 | 12-JUN-14 | 587 |  | POST | ST |  | ISSUED | 12-JUN-14 | NAIM B TOTAH | COMMERCIAL REMODEL/NEW PLUMBING FIXTURES & SINKS IN KITCHEN & BAR AREA
PW20140612855 | 12-JUN-14 | 1070 |  | GREEN | ST | 201 | ISSUED | 12-JUN-14 | ROS PLUMBING | WORK CATEGORY: 1P; INSTALL NEW RADIANT HEAT SYSTEM INSTALL NEW EIC.BOILER INSTALL PEX PIPING
PP20140612454 | 12-JUN-14 | 932 |  | SANCHEZ | ST |  | ISSUED | 12-JUN-14 | DROUET PLUMBING | REINSTALL KITHEN SINK AT THE SAME LOCATIONG AND COOKTOP.
PW20140612854 | 12-JUN-14 | 315 |  | 30TH | ST |  | ISSUED | 12-JUN-14 | FLOW MASTERS PLUMBING INC | WORK CATEGORY: 2PB; REMODEL EXISTING HOUSE. REMODEL 3.5 EXISTING BATHROOMS. REMODEL KITCHEN LAUNDRY & RAIN WATER.
PP20140612471 | 12-JUN-14 | 260 |  | 05TH | ST |  | COMPLETE | 16-JUN-14 | MARELICH MECHANICAL CO INC | INSTALL TWO NEW BOILERS.
PP20140612447 | 12-JUN-14 | 462 |  | IVY | ST |  | ISSUED | 12-JUN-14 | NIKOLAY ZILINSKIY | REMODELING BATHROOM.
PW20140612842 | 12-JUN-14 | 139 |  | TOWNSEND | ST |  | ISSUED | 12-JUN-14 | PRIBUSS ENGINEERING INC | WORK CATEGORY: 4PB; FIRE SPRINKLER T.I .
PW20140612846 | 12-JUN-14 | 5011 |  | GEARY | BL |  | ISSUED | 12-JUN-14 | FRIENDLY PLUMBER | WORK CATEGORY: 5P; INSTALL ONE ISLAND SINK DRAIN AND VENT HOT AND COLD WATER PIES INSTALL COMPRESSED AIR PIPES AND VACUUM PIPES FOR TWO DENTAL CHAIRS.CONNECTING NEW PIPES TO AN EXISTING SYSTEM.WORK LOCATED ON SECOND FLOOR COMMERCIAL SPACE.
PP20140612456 | 12-JUN-14 | 134 |  | GRATTAN | ST |  | ISSUED | 12-JUN-14 | CENTONI RESTORATION & DEVELOPMENT | KITCHEN REMODEL IN KIND.
PP20140612473 | 12-JUN-14 | 1400 |  | MISSION | ST |  | ISSUED | 12-JUN-14 | A & B CONSTRUCTION | SIDE SEWER LATERSALS & HOUSETRAPS.
PW20140612847 | 12-JUN-14 | 111 |  | SUTTER | ST |  | ISSUED | 12-JUN-14 | KMC DESIGN GROUP | WORK CATEGORY: 5P; NEW TENANT SINKS ON THE 11TH FLOOR KMC #14126
PP20140612483 | 12-JUN-14 | 601 |  | VAN NESS | AV | 1026 | ISSUED | 12-JUN-14 | CITY DWELLER | REPLACE KITCHEN SINK & FAUCET REMOVE BATH TUB AND REPLACE SHOWER VALVE. ADD WATER SUPPLY TO REFRIDGERATOR.
PW20140612861 | 12-JUN-14 | 333 |  | ELSIE | ST |  | ISSUED | 12-JUN-14 | FLOW MASTERS PLUMBING INC | WORK CATEGORY: 1P; LAUNDRY REMODEL & BATHROOM ADDITION & WATER HEATER.
PP20140612452 | 12-JUN-14 | 1599 |  | SHRADER | ST |  | ISSUED | 12-JUN-14 | DROUET PLUMBING | LOWER FLOOR: ONE BATHROOM ONE LAUNDR ROOM ONE CATCH BASIN ONE NEW WATER MAIN TWO LEADER DRAINS.
PP20140612460 | 12-JUN-14 | 681 |  | 07TH | AV |  | COMPLETE | 27-JUN-14 | GORDON KULLBERG & SON INC | TO COMPLY WITH PHYSICAL INSPECTION REPORT CC-7597
PMW20140612862 | 12-JUN-14 | 327 |  | STAPLES | AV |  | ISSUED | 12-JUN-14 | ASSOCIATED HEATING OF SF | WORK CATEGORY: 1M; HEAT PUMP INSTALLATION
PMW20140612864 | 12-JUN-14 | 295 |  | VALDEZ | AV |  | COMPLETE | 19-JUN-14 | TWO GUYS PLUMBING INC DBA CABRILLO PLUM | WORK CATEGORY: 1M; FURNACE REPLACEMENT
PP20140612475 | 12-JUN-14 | 1250 |  | JONES | ST | 302 | ISSUED | 12-JUN-14 | DOWN UNDER PLUMBING SERVICES INC | UNIT 302: BATHROOM FIXTURE REPLACEMENT; ADD WASHING MACHINE (REF BLDG PERMIT APP #201405095345)
PW20140612866 | 12-JUN-14 | 2700 |  | LYON | ST |  | ISSUED | 12-JUN-14 | THE LUNT MARYMOR CO. INC. | WORK CATEGORY: 1P; INSTALLING RADIANT HEATING SYSTEM
PP20140612477 | 12-JUN-14 | 1370 |  | TAYLOR | ST |  | ISSUED | 12-JUN-14 | C&M DEVELOPMENT & CONSTRUCTION INC | RELOCATE KITCHE REMODEL BATHROOMS NEW WASHER/DRYER NEW SHOWER PAN.
PW20140612860 | 12-JUN-14 | 333 |  | BUSH | ST | 0 | ISSUED | 12-JUN-14 | BACON PLUMBING CO. INC. | WORK CATEGORY: 2PA; INSTALL (2) NEW SINKS & WATER HEATER BPCI# R024.14/CANNON # 93441
PW20140612845 | 12-JUN-14 | 320 |  | SAWYER | ST |  | COMPLETE | 20-JUN-14 | AFFORDABLE WATER HEATERS AND PLUMBING IN | WORK CATEGORY: 1P; REPLACE WATER HEATER SAME SIZE SAME LOCATION
PW20140612858 | 12-JUN-14 | 725 |  | PANORAMA | DR |  | ISSUED | 12-JUN-14 | DBA ACE PLUMBING & ROOTER | WORK CATEGORY: 1P; GAS LINE AND PLUMBING FOR A KITCHEN SINK AND DISHWASHER
PP20140612450 | 12-JUN-14 | 53 |  | 28TH | ST | 0 | ISSUED | 12-JUN-14 | KENNETH SUTTON HAYES | KITCHEN: ADD REFRIDGERATOR ICE MAKER COLD WATER SUPPLY MOVE GAS LINE.
PP20140612453 | 12-JUN-14 | 198 |  | 32ND | AV |  | ISSUED | 12-JUN-14 | DROUET PLUMBING | 1/F: REINSTALL KITCHEN AT AME LOCATIONS ONE LAUNDRY ONE POWDER ROOM. 2/F: MASTER BATH KIDS BATHROOM 3/F: 1 BATHROOM BASEMENT: ONE DRAIN 3 GAS LINE.
PW20140612851 | 12-JUN-14 | 4044 |  | 22ND | ST |  | ISSUED | 12-JUN-14 | LUTZ PLUMBING INC | WORK CATEGORY: 1P; WATER HEATER REPLACEMENT
PP20140612470 | 12-JUN-14 | 1565 |  | WASHINGTON | ST |  | ISSUED | 12-JUN-14 | PINNACLE CONSTRUCTION & MAINTENANCE LLC | UNIT 11 - BATHROOM AND KITCHEN REMODEL
PMW20140612865 | 12-JUN-14 | 357 |  | OAK | ST | 0 | ISSUED | 12-JUN-14 | SCHMITT HEATING CO INC | WORK CATEGORY: 1M; REPLACE EXISTING FURNACE WITH NEW.
PP20140612451 | 12-JUN-14 | 2275 |  | 19TH | AV |  | ISSUED | 12-JUN-14 | SUN SUN CONSTRUCTION CO | UNIT 6 - 2/F: KITCHEN & BATH REMODEL REPLACE (E) FIXTURES WITH NEW.
PW20140612838 | 12-JUN-14 | 505 |  | SANSOME | ST |  | ISSUED | 12-JUN-14 | KMC DESIGN GROUP | WORK CATEGORY: 5P; RESTROOM UPGRADES ON THE 4TH FLOOR KMC# 14105
PP20140612481 | 12-JUN-14 | 1745 |  | FOLSOM | ST |  | ISSUED | 12-JUN-14 | SUPERIOR AUTOMATIC SPRINKLER | ADD 5 DROPS AND 1 DRY PENDANT IN COOLER
PW20140612857 | 12-JUN-14 | 1033 |  | KEARNY | ST |  | ISSUED | 12-JUN-14 | VAL BETTI PLUMBING | WORK CATEGORY: 2PB; SUB DRAIN AND SAND INTERCEPTOR INSTALLATION
PW20140612849 | 12-JUN-14 | 99 |  | BERKELEY | WY |  | ISSUED | 12-JUN-14 | PARKS PLUMBING & HEATING | WORK CATEGORY: 2PA; KITCHEN REMODEL RELOCATE GAS TO STOVE ICE MAKER
PMW20140612841 | 12-JUN-14 | 211 |  | 06TH | AV | 0 | COMPLETE | 03-JUL-14 | STATE SHEET METAL WORKSINC. | WORK CATEGORY: 1M; REPLACE HEATING FAN-COIL UNIT IN APPARTMENT FLAT.
PM20140612463 | 12-JUN-14 | 685 |  | 07TH | AV |  | ISSUED | 12-JUN-14 | GORDON KULLBERG & SON INC | TO COMPLY WITH PHYSICAL INSPECTION REPORT CC-7739.
PMW20140612863 | 12-JUN-14 | 175 |  | RED ROCK | WY | 312 | ISSUED | 12-JUN-14 | OKELL'S FIREPLACES | WORK CATEGORY: 1M; INSTALL GAS FIREPLACE; GAS LINE WORK PERFORMED BY OTHERS
PW20140612852 | 12-JUN-14 | 101 |  | SPEAR | ST |  | ISSUED | 12-JUN-14 | GOLDEN GATE FIRE PROTECTION INC | WORK CATEGORY: 4PB; RELOCATE 56 UP RIGHT HEADS AND 86 PENDENT SPRINKLER HEADS ON THE 1ST FL FOR NEW WALLS AND CEILINGS GGFP #13-306
PP20140612474 | 12-JUN-14 | 450 |  | HARRISON | ST |  | COMPLETE | 18-JUN-14 | IN & OUT DRAIN CLEANING INC. | REPLACING HOUSE TRAP ON SIDEWALK.
PMW20140612859 | 12-JUN-14 | 694 |  | VALENCIA | ST |  | COMPLETE | 24-JUN-14 | SCHMITT HEATING CO INC | WORK CATEGORY: 1M; REPLACE EXISTING ROOF UNIT WITH NEW. CONNECT TO EXISTING DUCTS GAS AND POWER.
PP20140612469 | 12-JUN-14 | 1850 |  | SACRAMENTO | ST | 0 | ISSUED | 12-JUN-14 | PINNACLE CONSTRUCTION & MAINTENANCE LLC | BATHROOM AND KITCHEN REMODEL - UNIT 203
PW20140612844 | 12-JUN-14 | 1455 |  | MARKET | ST |  | COMPLETE | 03-JUL-14 | PRIBUSS ENGINEERING INC | WORK CATEGORY: 4PB; FIRE SPRINKLER T.I.
PM20140612466 | 12-JUN-14 | 260 |  | KING | ST | 400 | ISSUED | 12-JUN-14 | CITY MECHANICAL INC | COMMON AREA - GAS METER ROOM FAN INSTALL WITH CONTROLS
PM20140612459 | 12-JUN-14 | 178 |  | WILSON | ST |  | ISSUED | 12-JUN-14 | BUILDING REPAIR CO. | MOVE FURNACE TO ANOTHER LOCATION
PW20140612850 | 12-JUN-14 | 65 |  | WILLIAR | AV |  | ISSUED | 12-JUN-14 | PARKS PLUMBING & HEATING | WORK CATEGORY: 2PA; BATH REMODEL
PW20140612843 | 12-JUN-14 | 1335 |  | SUTTER | ST |  | ISSUED | 12-JUN-14 | PRIBUSS ENGINEERING INC | WORK CATEGORY: 4PB; FIRE SPRINKLER T.I
PW20140613880 | 13-JUN-14 | 1646 |  | LYON | ST |  | ISSUED | 13-JUN-14 | THOMAS FRIEL PLUMBING | WORK CATEGORY: 2PA; 1ST FLOOR NEW SHOWER IN TUB LOCATION RELOCATE LAVATORY. REMOVE AND RESET TOILET.2ND FLOOR 2 NEW LAVATORIES IN THE EXISTING LOCATION NEW TUB / SHOWER FAUCET REMOVE AND RESET EXISTING TOILET.
PW20140613908 | 13-JUN-14 | 425 |  | MARKET | ST |  | ISSUED | 13-JUN-14 | AYOOB & PEERY PLUMBING | WORK CATEGORY: 4PB; 37 ADD 82 RELOCATES HARD LID 14-660 ON 12TH FLOOR
PP20140613485 | 13-JUN-14 | 207 |  | GOUGH | ST |  | ISSUED | 13-JUN-14 | K A LAU CONSTRUCTION | KITCHEN AND BATHROOM REMODEL - NO SHOWER PAN. REPLACE SINK IN KITCHEN & TOILET/VANITY IN BATHROOM
PW20140613877 | 13-JUN-14 | 2582 |  | 17TH | AV |  | ISSUED | 13-JUN-14 | HEISE'S PLUMBING | WORK CATEGORY: 1P; 2 BATHROOM AND 1 KITCHEN REMODELWASHER AND DRYERNEW GAS LINE NEW WATER SERVICE
PW20140613894 | 13-JUN-14 | 101 |  | POLK | ST |  | ISSUED | 13-JUN-14 | J. W. MCCLENAHAN CO. (MCCLENAHAN J W CO) | WORK CATEGORY: 3PC; 14 STORY 162 APARTMENTS
PP20140613503 | 13-JUN-14 | 2277 | 2281 | SUTTER | ST |  | ISSUED | 13-JUN-14 | M F CONSTRUCTION | COMPLY WITH PHYSCIAL INSPECTION REPORT.
PW20140613893 | 13-JUN-14 | 244 |  | CALIFORNIA | ST |  | COMPLETE | 18-JUN-14 | GOLDEN GATE FIRE PROTECTION INC | WORK CATEGORY: 4PB; RELOCATE 16 HEADS ON THE 3RD FLR GGFP #14-233
PW20140613884 | 13-JUN-14 | 300 |  | MONTGOMERY | ST |  | COMPLETE | 18-JUN-14 | RLH FIRE PROTECTION / CMA FIRE PROTECT | WORK CATEGORY: 4PB; RELOCATE 23 ADD 4 AND DELETE 3 FIRE SPRINKLERS 2ND FL. JOB # 1433563
PW20140613891 | 13-JUN-14 | 600 |  | MONTGOMERY | ST |  | COMPLETE | 20-JUN-14 | GOLDEN GATE FIRE PROTECTION INC | WORK CATEGORY: 4PB; RELOCATE 29 SPRINKLER HEADS ON THE 3RD FL GGFP #14-219
PW20140613875 | 13-JUN-14 | 345 |  | CALIFORNIA | ST |  | COMPLETE | 09-JUL-14 | PIONEER FIRE INC. | WORK CATEGORY: 4PB; STE 2100
PP20140613504 | 13-JUN-14 | 2466 |  | 33RD | AV |  | COMPLETE | 01-JUL-14 | H T H CONSTRUCTION | RENEW PERMIT TO OBTAIN FINAL INSPECTION FOR
PM20140613497 | 13-JUN-14 | 3839 |  | MISSION | ST |  | ISSUED | 13-JUN-14 | SAN FRANCISCO HEATING AND COOLING | FURNACE REPLACEMENT 80%
PW20140613897 | 13-JUN-14 | 200 |  | 19TH | AV | 0 | COMPLETE | 18-JUN-14 | DBA ACE PLUMBING & ROOTER | WORK CATEGORY: 1P; REPLACING THE HOUSE TRAP AND SEWER
PW20140613896 | 13-JUN-14 | 420 |  | MASONIC | AV |  | ISSUED | 13-JUN-14 | PRIBUSS ENGINEERING INC | WORK CATEGORY: 1P; REPLACE 3" FIRE SPRINKLER BACKFLOW.
PW20140613903 | 13-JUN-14 | 124 |  | CLAYTON | ST |  | ISSUED | 13-JUN-14 | NORTH AND SOUTH PLUMBING | WORK CATEGORY: 1P; THIS PERMIT IS IN RELATION TO PERMIT PW 20130111066 WHICH HAS EXPIRED.
PM20140613508 | 13-JUN-14 | 2150 |  | FOLSOM | ST |  | COMPLETE | 19-JUN-14 | WOLVES HEATING & AIR | DRAIN CONDENSATE PUMP
PP20140613506 | 13-JUN-14 | 1950 |  | 18TH | AV |  | ISSUED | 13-JUN-14 | LEI'S CONSTRUCTION CO | REMODEL KITCHEN:" 1 1/2 BATHROOM AND 2 NEW FULL BATH.
PW20140613888 | 13-JUN-14 | 1209 |  | OAK | ST |  | COMPLETE | 26-JUN-14 | ANSWER PLUMBING | WORK CATEGORY: 2PB; NEW UNDERGROUND DRAIN AND VENT LINE INSTALLATION FOR HOT WATER HEATER ROOM. BRING PLUMBING UP TO CODE BASED ON APPLICATION CC- 7553
PP20140613510 | 13-JUN-14 | 750 |  | KEARNY | ST |  | COMPLETE | 20-JUN-14 | B H CHEN INC | RELOCATE AND REPLACE 45 SPRINKLER HEADS ON EXISTEM SYSTEM.
PW20140613874 | 13-JUN-14 | 350 |  | RHODE ISLAND | ST |  | COMPLETE | 24-JUN-14 | PIONEER FIRE INC. | WORK CATEGORY: 4PB; STE 360
PW20140613902 | 13-JUN-14 | 1955 |  | ARMSTRONG | AV | 0 | ISSUED | 13-JUN-14 | F W H ACQUISITION CO LLC DBA FAST WATER | WORK CATEGORY: 1P; REMOVE AND REPLACE WATER HEATER IN THE SAME LOCATION
PP20140613486 | 13-JUN-14 | 221 |  | 29TH | ST |  | ISSUED | 13-JUN-14 | PARAMOUNT CONSTRUCTION | UPPER UNIT : BATHROOM REMODEL - RETILING WORK ON SHOWER ROOM WALL AND FLOOR SHOWER PAN INSPECTION (REF BLDG. PERMIT #201406138290)
PMW20140613886 | 13-JUN-14 | 1555 |  | MARIPOSA | ST | 0 | ISSUED | 13-JUN-14 | KINETICS MECHANICAL SERVICES | WORK CATEGORY: 2M ; ADD 1 NEW EXHAUST FAN AND DUCTWORK FROM THREE EXISTING FURNACES
PP20140613511 | 13-JUN-14 | 2516 |  | GOUGH | ST | 0 | COMPLETE | 23-JUN-14 | HARDMAN-RIEDELL CONST. | INSTALL 1 SHOWER PAN
PP20140613507 | 13-JUN-14 | 1424 |  | ULLOA | ST |  | ISSUED | 13-JUN-14 | L R PLUMBING | HOUSE TRAP AND CATCH BASIN HOOK-UP.
PW20140613879 | 13-JUN-14 | 3415 |  | 22ND | ST |  | COMPLETE | 30-JUN-14 | GATEWAY PLUMBING | WORK CATEGORY: 1P; SEWER REPAIR/HOUSE TRAP
PP20140613487 | 13-JUN-14 | 230 |  | GUTTENBERG | ST |  | ISSUED | 13-JUN-14 | MILLENIUM PACIFIC TRADING INC | KITCHEN REMODEL AND REMKODEL 0F 2 BATHROOMS WITH TUBS
PW20140613878 | 13-JUN-14 | 457 |  | OAK | ST |  | COMPLETE | 26-JUN-14 | HEISE'S PLUMBING | WORK CATEGORY: 1P; CONDO CONVERSION #7586
PW20140613873 | 13-JUN-14 | 111 |  | SUTTER | ST |  | ISSUED | 13-JUN-14 | PIONEER FIRE INC. | WORK CATEGORY: 4PB; 11TH FLOOR
PM20140613501 | 13-JUN-14 | 1447 |  | 39TH | AV |  | ISSUED | 13-JUN-14 | HE & KUANG INC | INSTALL 2 NEW FURNACES.
PW20140613895 | 13-JUN-14 | 1106 |  | SHOTWELL | ST | 0 | ISSUED | 13-JUN-14 | DBA ACE PLUMBING & ROOTER | WORK CATEGORY: 1P; CC CORRECTION NOTICE 7652 FOR 1106 -1108 SHOTWELL
PP20140613505 | 13-JUN-14 | 2729 | 2731 | CALIFORNIA | ST |  | COMPLETE | 07-JUL-14 | M F CONSTRUCTION | COMPLY WITH PHYSICAL INSPECTION REPORT #CC-7555
PW20140613901 | 13-JUN-14 | 130 |  | COLLINS | ST |  | COMPLETE | 30-JUN-14 | F W H ACQUISITION CO LLC DBA FAST WATER | WORK CATEGORY: 1P; REMOVE AND REPLACE WATER HEATER IN THE SAME LOCATION
PW20140613892 | 13-JUN-14 | 1 |  | MARKET | ST |  | COMPLETE | 08-JUL-14 | GOLDEN GATE FIRE PROTECTION INC | WORK CATEGORY: 4PB; RELOCATE 8 HEADS ON THE STEUART TOWER 34TH & 35TH FLRS GGFP #14-154
PP20140613489 | 13-JUN-14 | 830 |  | GREEN | ST |  | ISSUED | 13-JUN-14 | STEVEN YEUNG INC DBA CHUNG WAH PLBG&FIRE | INSTALL AUTOMATIC FIRE SPRINKLER SYSTEM FOR 2 UNIT BUILDING
PW20140613906 | 13-JUN-14 | 425 |  | MARKET | ST |  | COMPLETE | 09-JUL-14 | AYOOB & PEERY PLUMBING | WORK CATEGORY: 4PB; 41 ADD 75 RELOCATES HARD LID ON 13TH FLOOR 14-660
PM20140613492 | 13-JUN-14 | 909 |  | ASHBURY | ST | 3 | ISSUED | 13-JUN-14 | THE BIRMINGHAM GROUP | APT 3: INSTALL TWO (2) HOOD VENT FROM STOVE.
PW20140613889 | 13-JUN-14 | 393 |  | ROOSEVELT | WY |  | ISSUED | 13-JUN-14 | J A PLUMBING INC | WORK CATEGORY: 2PB; NEW BATHROOM AND SHOWER PEN ON THE GROUND FLOOR.
PW20140613870 | 13-JUN-14 | 1153 |  | CAPP | ST |  | COMPLETE | 30-JUN-14 | STELLAR PLUMBING | WORK CATEGORY: 1P; NEW WATER SERVICE CONNECT TO EXISTING WATER PIPES. INSTALL TANK LESS WATER HEATER. NEW GAS PIPE FROM METER TO WATER HEATER EXISTING STOVE & DRYER.
PW20140613899 | 13-JUN-14 | 53 |  | MARTHA | AV |  | ISSUED | 13-JUN-14 | F W H ACQUISITION CO LLC DBA FAST WATER | WORK CATEGORY: 1P; REMOVE AND REPLACE WATER HEATER IN THE SAME LOCATION
PW20140613909 | 13-JUN-14 | 1160 |  | HOWARD | ST |  | ISSUED | 13-JUN-14 | MADDEN PLUMBING | WORK CATEGORY: 6PA; PROVIDE SPRINKLER COVERAGE THROUGHOUT - (55) NEW HEADS
PP20140613498 | 13-JUN-14 | 555 |  | CALIFORNIA | ST | 0 | ISSUED | 13-JUN-14 | PRIBUSS ENGINEERING INC | FIRE SPRINKLER TI
PM20140613488 | 13-JUN-14 | 230 |  | GUTTENBERG | ST |  | ISSUED | 13-JUN-14 | MILLENIUM PACIFIC TRADING INC | REPLACE OLD FURNACE IN KIND
PW20140613885 | 13-JUN-14 | 1555 |  | MARIPOSA | ST | 0 | ISSUED | 13-JUN-14 | KINETICS MECHANICAL SERVICES | WORK CATEGORY: 2PB; ADD 2 SINKS AT CLASSROOMS AND CONDENSATE FROM 1 FURNISH
PW20140613887 | 13-JUN-14 | 2127 |  | BROADWAY | * | 0 | COMPLETE | 25-JUN-14 | AJAX PLUMBING & HEATING | WORK CATEGORY: 11P; REPLACING 119 GALLON STORAGE TANK WITH A LARS REPLACEMENT TANK.
PP20140613493 | 13-JUN-14 | 909 |  | ASHBURY | ST | 3 | ISSUED | 13-JUN-14 | THE BIRMINGHAM GROUP | APT 3: USING (E) PLUMBING REPAIR MINIMAL NEW SHOWER VALVE TOILET RECONNECTION NEW DRAIN AT SINK AREA ALL IN-KIND
PW20140613907 | 13-JUN-14 | 150 |  | CARMEL | ST |  | ISSUED | 13-JUN-14 | MADDEN PLUMBING | WORK CATEGORY: 4PA; PROVIDE SPRINKLER COVERAGE THROUGHOUT.
PP20140613502 | 13-JUN-14 | 345 |  | JUANITA | WY |  | ISSUED | 13-JUN-14 | MR FIXIT INC | NEW WATER HEATER MOVE GAS LINE
PW20140613883 | 13-JUN-14 | 4235 |  | CABRILLO | ST |  | COMPLETE | 20-JUN-14 | KWOK WAI CHAN/DBA: WILEY CONSTRUCTION | WORK CATEGORY: 1P; REPAIR UNDERGROUND SEWER.
PW20140613872 | 13-JUN-14 | 265 |  | CASTENADA | AV |  | COMPLETE | 16-JUN-14 | ARB INC | WORK CATEGORY: 1P; GAS HOUSE LINE EXTENTION
PW20140613904 | 13-JUN-14 | 925 |  | GEARY | ST |  | ISSUED | 13-JUN-14 | FAULT LINE PLUMBING INC | WORK CATEGORY: 8P; REPLACING EXISTING BOILER
PP20140613494 | 13-JUN-14 | 2345 |  | POST | ST | 0 | ISSUED | 13-JUN-14 | JONES BROS CONSTRUCTION INC | REPLACE THE BOILER FOR WATER HEATER
PW20140613890 | 13-JUN-14 | 201 |  | SPEAR | ST |  | COMPLETE | 18-JUN-14 | GOLDEN GATE FIRE PROTECTION INC | WORK CATEGORY: 4PB; RELOCATE FULL FLOOR APPROX. 150 PENDANTS HEADS TO THE UPRIGHT SHELL CONDITION GGFP #14-210
PW20140613876 | 13-JUN-14 | 55 |  | MISSION | ST |  | ISSUED | 13-JUN-14 | BACKFLOW PREVENTION SPECIALISTS INC | WORK CATEGORY: 11P; REPLACE SIX (6) 3/4" FEBCO 805Y DC BACKFLOW ASSEMBLIES WITH SIX (6) 3/4" WILKINS 375XL RP BACKFLOW ASSEMBLIES
PW20140613882 | 13-JUN-14 | 1591 |  | 34TH | AV |  | COMPLETE | 20-JUN-14 | GAGNE BROS. DBA BENJAMIN FRANKLIN PLUMBI | WORK CATEGORY: 1P; TRENCHLESS SEWER REPLACEMENT-30 FEET FROMFRONT OF GARAGE TO CITY TRAP REPLACING CITY TRAP
PP20140613512 | 13-JUN-14 | 2930 |  | DIAMOND | ST | 0 | ISSUED | 13-JUN-14 | SAFEWAY PLUMBING & CONSTRUCTION CO | REPLACE ONE 75 GALLON WATER HEATER
PP20140613484 | 13-JUN-14 | 302 | 306 | MONTCALM | ST |  | COMPLETE | 20-JUN-14 | RED WRENCH PLUMBING INC | TO COMPLY WITH CC-7575 REPORT FOR PHYSICAL INSPECTION
PW20140613900 | 13-JUN-14 | 946 |  | ELIZABETH | ST |  | ISSUED | 13-JUN-14 | F W H ACQUISITION CO LLC DBA FAST WATER | WORK CATEGORY: 1P; REMOVE AND REPLACE WATER HEATER IN THE SAME LOCATION
PP20140613500 | 13-JUN-14 | 1447 |  | 39TH | AV |  | ISSUED | 13-JUN-14 | HE & KUANG INC | LAUNDRY & BATHROOMS ON GROUND FLOOR WATER HEATER & FURNACE AT GARAGE.
PW20140613871 | 13-JUN-14 | 631 |  | HOWARD | ST |  | ISSUED | 13-JUN-14 | PAPPAS PIPING SERVICE INC | WORK CATEGORY: 5P; BATH CORE
PMW20140613869 | 13-JUN-14 | 2278 |  | 44TH | AV |  | ISSUED | 13-JUN-14 | OCEAN AIR HEATING | WORK CATEGORY: 1M; REPLACE EXISTING OLD FURNACE WITH (1) NEW 95% HIGH EFF. FURNACE. HOOK UP TO EXISTING GAS ELECTRICAL VENTS. RUN NEW PVC VENT FLUE AND CONDENSATE DRAIN.
PP20140613496 | 13-JUN-14 | 1162 |  | GENEVA | AV |  | ISSUED | 13-JUN-14 | TING'S CONSTRUCTION | 2ND FLOOR: REPLACE FIXTURES FOR KITCHEN AND THREE BATHROOMS. REF BLDG PERMIT APPLICATION # 201406138328
PW20140613881 | 13-JUN-14 | 2675 |  | GEARY | BL |  | ISSUED | 13-JUN-14 | ACCO ENGINEERED SYSTEMS | WORK CATEGORY: 2PB; INSTALL SANITARY WASTE AND DOMESTIC WATER.
PW20140613898 | 13-JUN-14 | 680 |  | FOLSOM | ST |  | ISSUED | 13-JUN-14 | D P W INC. | WORK CATEGORY: 6PB; RESTAURANT ON THE GROUND FLOOR. WORK TO INCLUDE 7 SINKS 1 GT 1 WATER HEATER CONNECTIONS TO 12 APPLIANCES 5 FLOOR DRAINS 10 FLOOR SINKS AND CONDENSATE. NO GAS.
PW20140613905 | 13-JUN-14 | 1400 |  | MONTGOMERY | ST | 0 | ISSUED | 13-JUN-14 | MADDEN PLUMBING | WORK CATEGORY: 1P; ROUGH-IN & TRIM OUT (1) KITCHEN (1) LAUNDRY ROOM (1) BATHROOM W/(1) SHOWER PAN
PP20140613499 | 13-JUN-14 | 229 |  | HAIGHT | ST |  | ISSUED | 13-JUN-14 | W. L. HICKEY SONS INC | CHANGE OF USE FOR PA 201308035692 FROM OFFICE TO 23 UNITS - COMBINE SYSTEM FOR HEATING FOR NEW PLUMBING SYSTEM FOR WATER HEATER & RADIANT HEAT. COMPLETE PLUMBING SYSTEM FOR 23 UNITS INSTALL 49 CONVECTORS FOR HEATING
PP20140613495 | 13-JUN-14 | 2001 |  | UNION | ST | 482 | ISSUED | 13-JUN-14 | AMERICAN TECHNOLOGIES INC | RESET EXISTING PLUMBING FIXTURES.
PP20140613490 | 13-JUN-14 | 2590 |  | 15TH | AV |  | ISSUED | 13-JUN-14 | DORE CONST. OF CALIF. INC. | CHANGE EXISTING TOILET
PMW20140613910 | 13-JUN-14 | 2935 |  | SACRAMENTO | ST |  | ISSUED | 13-JUN-14 | OKELL'S FIREPLACES | WORK CATEGORY: 1M; INSTALL GAS FIREPLACE; GAS LINE WORK PERFORMED BY OTHERS
PP20140613509 | 13-JUN-14 | 2049 | 2053 | GOLDEN GATE | AV |  | ISSUED | 13-JUN-14 | R E LYON PLUMBING | ADDRESS ALSO INCLUDES 2051 GOLDEN GATE AVE: TO COMPLY WITH PHYSICAL INSPECTION REPORT #CC-7630 (PLUMBING REPORT)
PP20140613513 | 13-JUN-14 | 57 |  | PARAMOUNT | TR |  | ISSUED | 13-JUN-14 | JOHN JCKSON AT YOUR SERVICE | NEW BATHROOM: SHOWER TOILET SINK INSTALLATION SHOWER PAN HOT MOP TANKLESS WATER HEATER.
PM20140613491 | 13-JUN-14 | 2590 |  | 15TH | AV |  | ISSUED | 13-JUN-14 | DORE CONST. OF CALIF. INC. | CHANGE FURNACE
PW20140614912 | 14-JUN-14 | 2505 |  | 19TH | ST |  | COMPLETE | 26-JUN-14 | ARGYRIS PLUMBING | WORK CATEGORY: 1P; TO COMPLY WITH PHYSICAL INSPECTION REPORT #CC-7527 (PLUMBING REPORT)
PW20140614913 | 14-JUN-14 | 1168 |  | BOWDOIN | ST |  | COMPLETE | 18-JUN-14 | FAST RESPONSE PLUMBING & ROOTER | WORK CATEGORY: 1P; SEWER AND HOUSE TRAP REPLACEMENT
PW20140614911 | 14-JUN-14 | 410 |  | GELLERT | DR |  | ISSUED | 14-JUN-14 | ARGYRIS PLUMBING | WORK CATEGORY: 2PA; REMODEL TWO BATHROOMS AND KITCHEN.
PW20140615914 | 15-JUN-14 | 262 |  | 29TH | AV |  | COMPLETE | 20-JUN-14 | GORMAN PIPELINE INC | WORK CATEGORY: 1P; NEW HOUSE TRAP AND SECTION OF PIPE
PP20140616515 | 16-JUN-14 | 11 |  | SAN JACINTO | WY |  | ISSUED | 16-JUN-14 | OLIVE CONSTRUCTION | LEGALIZE HALF BATH - TOILET AND SINK KITCHEN SINK
PP20140616527 | 16-JUN-14 | 2190 |  | BEACH | ST |  | ISSUED | 16-JUN-14 | YIU FOR WONG | UNIT 201- KITCHEN REMODEL REPLACE SINK AND DISHWASHER; BATHROOM REMODEL - TOILET SINK AND FAUCET
PP20140616538 | 16-JUN-14 | 100 |  | HOFFMAN | AV |  | FILED | 16-JUN-14 | CCSF DPW-BBR STEAMFITTERS/PLUMBERS | REPLACE HYDRONIC BOILER SERIAL #78602.
PP20140616543 | 16-JUN-14 | 1336 |  | VERMONT | ST |  | ISSUED | 16-JUN-14 | DENNIS WEBB CONSTRUCTION | 2ND UNIT: REMODEL FULL BATHROOM LAUNDRY AND 1/2 BATHROOM. ADD NEW FULL BATHROOM ON LOWER LEVEL.
PP20140616525 | 16-JUN-14 | 323 |  | EDINBURG | ST |  | ISSUED | 16-JUN-14 | JIMENEZ CONSTRUCTION | COMPLETE KITCHEN REMODEL REPLACE BATHROOM FIXTURES IN SAME LAYOUT EXCEPT TUB. INSTALL NEW GAS LINE INSTALL NEW PLUMBING FOR UTILITY AND STAND PIPE FOR CLOTHES WASHER IN THE GARAGE.
PP20140616546 | 16-JUN-14 | 3036 |  | WEBSTER | ST |  | ISSUED | 16-JUN-14 | QUALITY PAINTING & CONSTRUCTION | REMODEL KITCHEN BATHROOM LAUNDRY SHOWER PAN.
PW20140616919 | 16-JUN-14 | 680 |  | FOLSOM | ST |  | ISSUED | 16-JUN-14 | PRIBUSS ENGINEERING INC | WORK CATEGORY: 4PB; JC3785 - ADD AND RELOCATE 24 HEADS FIRE SPRINKLER T.I.
PP20140616556 | 16-JUN-14 | 299 |  | ELLIS | ST |  | COMPLETE | 19-JUN-14 | CELSO'S PLUMBING | NEW PREPARATIONG SINK.
PP20140616518 | 16-JUN-14 | 140 |  | NEW MONTGOMERY | ST |  | ISSUED | 16-JUN-14 | ALLIED FIRE PROTECTION | 26/F: 6 ADDED UPRIGHT HEADS 15 ADDED PENDENT HEADS.
PW20140616916 | 16-JUN-14 | 520 |  | 03RD | ST |  | ISSUED | 16-JUN-14 | AMORES PLUMBING COMPANY | WORK CATEGORY: 5P; ROUGH-IN AND TRIM WASTE VENT DOMESTIC HOT AND COLD WATER AS NEEDED FOR: 2 COFFEE SINKS 2 FLOOR SINKS 1 MOP SINK 2 HANDICAP SHOWERS 2 INSTANTANEOUS WATER HEATERS.INSTALL ONLY USING THE EXISTING ROUGH-IN AS NEEDED FOR 1 TOILET 1 LAV
PW20140616925 | 16-JUN-14 | 1412 |  | MCALLISTER | ST |  | ISSUED | 16-JUN-14 | FLOW MASTERS PLUMBING INC | WORK CATEGORY: 1P; BATHROOM KITCHEN & LAUNDRY REMODEL
PW20140616918 | 16-JUN-14 | 1306 |  | SHRADER | ST |  | COMPLETE | 17-JUN-14 | AQUA STAR PLUMBING INC | WORK CATEGORY: 1P; RUN NEW GAS LINE FROM GAS MAIN IN GARAGE TO FIREPLACE WITH A SHUT OF KEY IN THE FLOOR.
PP20140616545 | 16-JUN-14 | 1721 |  | NOE | ST |  | COMPLETE | 18-JUN-14 | O'REILLY TILE DESIGN LLC | ONE SHOWERPAN.
PW20140616929 | 16-JUN-14 | 1639 |  | 08TH | AV |  | ISSUED | 16-JUN-14 | FAST RESPONSE PLUMBING & ROOTER | WORK CATEGORY: 1P; SEWER AND HOUSE TRAP REPLACEMENT
PMW20140616930 | 16-JUN-14 | 1550 |  | PAGE | ST |  | ISSUED | 16-JUN-14 | ASSOCIATED HEATING OF SF | WORK CATEGORY: 1M; FURNACE & FLUE INSTALLATION
PP20140616526 | 16-JUN-14 | 2620 |  | SACRAMENTO | ST |  | ISSUED | 16-JUN-14 | HUTS AND CASTLES A CONSTRUCTION CO. INC | REMOVE & REPLACE FIXTURES IN TUB & SINK IN UNITS 201 & 202
PM20140616554 | 16-JUN-14 | 3837 |  | MISSION | ST |  | COMPLETE | 27-JUN-14 | SAN FRANCISCO HEATING AND COOLING | ADDRESS CORRECTION FOR PM20140613497
PM20140616521 | 16-JUN-14 | 3326 |  | WAWONA | ST |  | ISSUED | 16-JUN-14 | C K & D W BUILDERS INC | INSTLAL NEW AVAC/MECHANICAL UNIT FOR HOME
PP20140616523 | 16-JUN-14 | 2559 |  | VAN NESS | AV |  | ISSUED | 16-JUN-14 | CANNON CONSTRUCTORS NORTH INC | SHOWER PAN PERMIT FOR NEW CONSTRUCTION OF 27 RESIDENTIAL UNITS
PP20140616553 | 16-JUN-14 | 3837 |  | MISSION | ST |  | ISSUED | 16-JUN-14 | A PLUMBING**SEENOTE** | ADDRES CORRECTION TO PP20140310831.
PMW20140616933 | 16-JUN-14 | 2732 |  | BUSH | ST |  | ISSUED | 16-JUN-14 | WARM CORPORATION WEST / WARM FLOORS | WORK CATEGORY: 1M; INSTALL HYDRONIC RADIANT HEATING SYSTEM.
PP20140616535 | 16-JUN-14 | 2646 |  | CALIFORNIA | ST |  | ISSUED | 16-JUN-14 | TAI LAM MAK | RELOCATE GAS PIPE FOR WATER HEATER AND DRYER. ISNTALL 1 WASHER AND DRY 1 MOP SINK IN BASEMENT.
PP20140616533 | 16-JUN-14 | 49 |  | LIBERTY | ST | 3 | ISSUED | 16-JUN-14 | BARNUM BUILDNG AND DESIGN | NEW GAS LINE TO FURNACE.
PP20140616551 | 16-JUN-14 | 108 |  | NAGLEE | AV |  | ISSUED | 16-JUN-14 | DAVID HUYNH | CAP A HAND SINK.
PP20140616522 | 16-JUN-14 | 3326 |  | WAWONA | ST |  | ISSUED | 16-JUN-14 | C K & D W BUILDERS INC | REMODEL 2 FULL BATH'S @ 1ST FLOOR & 1 FULL BATH ON 2ND FLOOR
PP20140616555 | 16-JUN-14 | 791 |  | 14TH | AV |  | ISSUED | 16-JUN-14 | GOLDEN STATE MARBLE & GRANITE INC. | RE-CONNECT THE SINK GAS TOVE BACK PLUMBING FOR WATER REFRIGERATOR
PW20140616927 | 16-JUN-14 | 1455 |  | MARKET | ST |  | ISSUED | 16-JUN-14 | AYOOB & PEERY PLUMBING | WORK CATEGORY: 4PB; RELOCATE 13 EXISTING HALON TANK/PIPING AT 8TH FLOOR TO 7TH FLOOR.14-653
PW20140616937 | 16-JUN-14 | 1640 |  | PLYMOUTH | AV |  | COMPLETE | 20-JUN-14 | DBA ACE PLUMBING & ROOTER | WORK CATEGORY: 1P; INSTALLING TRENCHLESS SEWER APPROXIMATELY 90 FEET.
PW20140616915 | 16-JUN-14 | 4188 |  | CESAR CHAVEZ | ST |  | COMPLETE | 17-JUN-14 | ARB INC | WORK CATEGORY: 1P; GAS HOUSELINE EXTENTION
PP20140616531 | 16-JUN-14 | 2949 |  | PACIFIC | AV |  | ISSUED | 16-JUN-14 | C & L PLUMBING INC | 2949/2949A/2949B PACIFIC AV: TO COMPLY WITH PHYSICAL INSPECTION REPORT CC-7542.
PW20140616923 | 16-JUN-14 | 2211 |  | 18TH | AV |  | COMPLETE | 18-JUN-14 | HEISE'S PLUMBING | WORK CATEGORY: 1P; SHOWER PAN
PW20140616922 | 16-JUN-14 | 505 |  | SANSOME | ST |  | COMPLETE | 24-JUN-14 | PRIBUSS ENGINEERING INC | WORK CATEGORY: 4PB; AS14076 - ADD AND RELOCATE 14 HEADS FIRE SPRINKLER T.I.
PM20140616550 | 16-JUN-14 | 306 |  | FAIR OAKS | ST |  | COMPLETE | 18-JUN-14 | PENINSULA HEATING | REPLACMEENT OF (E) FLUE.
PP20140616548 | 16-JUN-14 | 1069 |  | CAPP | ST |  | ISSUED | 16-JUN-14 | T AND H PLUMBING CO. INC. | INSTALL 2 BATHROOMS 2 KITCHEN SINKS AND 2 GAS LINES.
PP20140616544 | 16-JUN-14 | 710 |  | EDINBURG | ST |  | ISSUED | 16-JUN-14 | NEW ERA CONSTRUCTION CO. ***CHECK ID**** | REMODEL (2) BATHROOM ON 1ST AND 2ND FLOOR.
PP20140616536 | 16-JUN-14 | 6135 |  | GEARY | BL |  | COMPLETE | 20-JUN-14 | TAI LAM MAK | INSTALL GREASE TRAP AND CHANGE ONE (E) GREASE TRAP.
PP20140616519 | 16-JUN-14 | 319 |  | MOULTRIE | ST |  | ISSUED | 16-JUN-14 | K C PLUMB SERVICE INC | RELOCATE 2/F 1 BATHROOM ATTIC: INSTALL 2 NEW BATHROOM & LAUNDRY ROOM ONE KITCHEN.
PP20140616532 | 16-JUN-14 | 140 |  | SOUTH VAN NESS | AV | 710 | ISSUED | 16-JUN-14 | BARNUM BUILDNG AND DESIGN | KITCHEN REMODEL: NEW SINK.
PW20140616935 | 16-JUN-14 | 101 |  | CALIFORNIA | ST |  | ISSUED | 16-JUN-14 | D P W INC. | WORK CATEGORY: 5P; ONE TENANT SINK AND CONDENSATE FROM 3 HVAC UNITS ON THE 19TH FLOOR THREE SINKS AND CONDENSATE FROM 5 HVAC UNITS ON THE 20TH FLOOR.
PP20140616552 | 16-JUN-14 | 446 |  | 16TH | AV |  | ISSUED | 16-JUN-14 | C & N CONSTRUCTION | INSTALL 3 SHOWER PANS.
PM20140616540 | 16-JUN-14 | 1526 |  | REVERE | AV |  | ISSUED | 16-JUN-14 | SEEBEE CONSTRUCTION | REPLACE FURNACE.
PP20140616542 | 16-JUN-14 | 88 |  | KING | ST | 608 | ISSUED | 16-JUN-14 | COMFORT CONSTRUCTION | REMOVE TUB & INSTALL NEW SHOWER PAN AND INSERT FAUCET ZONE VALVE
PMW20140616917 | 16-JUN-14 | 521 |  | CENTRAL | AV | 4 | COMPLETE | 20-JUN-14 | WARM SOLUTIONS / AMERICAN CHIMENY SVCS | WORK CATEGORY: 1M; INSTALL B-VENT GAS STOVE.
PW20140616924 | 16-JUN-14 | 1455 |  | MARKET | ST |  | COMPLETE | 18-JUN-14 | AYOOB & PEERY PLUMBING | WORK CATEGORY: 4PB; SPRINKLER HEADS: 16 ADD 10 RELOCATES 8TH FLOOR 14-638
PW20140616921 | 16-JUN-14 | 101 |  | CALIFORNIA | ST |  | ISSUED | 16-JUN-14 | PRIBUSS ENGINEERING INC | WORK CATEGORY: 5P; JC3771 - 27TH FLOOR: FURNISH AND INSTALL (3) BREAKROOM SINKS (3) CHRONOMITE POINTS OF USE WATER HEATERS (2) WATER FILTERS (2) FLOOR SINKS WITH TRAP PRIMER. PROVIDE SERVICE FOR (1) DISHWASHER (2) WATER /ICE MACHINE (2) COFFEE MAKER (2) REFRIGERATOR ICEMAKER.
PP20140616539 | 16-JUN-14 | 1526 |  | REVERE | AV |  | ISSUED | 16-JUN-14 | SEEBEE CONSTRUCTION | REMODEL KITCHEN BATHROOM 1/2 BATHROOM WATER HEATER.
PP20140616547 | 16-JUN-14 | 2276 |  | GREENWICH | ST |  | ISSUED | 16-JUN-14 | T AND H PLUMBING CO. INC. | 2276-2278 GREENWICH STREET: REMODEL 2 UNITS: 6 BATHROOM 2 KITCHENS.
PP20140616520 | 16-JUN-14 | 1900 |  | JERROLD | AV |  | COMPLETE | 19-JUN-14 | INTERNATIONAL FIRE INC | INSTALL 27 FIRE SPRINKLER HEAD IN TENANT IMPROVEMENT SPACE. REF BLDG PERMIT APP #201406097841
PP20140616530 | 16-JUN-14 | 1028 |  | MARKET | ST |  | ISSUED | 16-JUN-14 | MADDEN PLUMBING | ROUGH & TRIM OUT (2) BATHROOMS ROUGH & TRIM SINKS FLOOR DRAINS FLOOR SINK FOR BAR & PROPE AREA.
PW20140616928 | 16-JUN-14 | 425 |  | MARKET | ST |  | ISSUED | 16-JUN-14 | ACCO ENGINEERED SYSTEMS | WORK CATEGORY: 5P; INSTALLATION OF BREAK ROOM SINK AND ACCESSORIES ON FLOORS 20 & 21.
PP20140616549 | 16-JUN-14 | 248 |  | 09TH | ST |  | ISSUED | 16-JUN-14 | T AND H PLUMBING CO. INC. | NEW CONSTRUCTION: 15 RESIDENTIAL UNITS: INSTALL 15 BATHROOMS 15 KITCHEN SINKS 16 GAS LINES 15 WAS DRAINS COMMERCIAL CORE.
PM20140616516 | 16-JUN-14 | 484 |  | ELLIS | ST |  | ISSUED | 16-JUN-14 | M C MECHANICAL | G/F: INSTALL FURNACE HOOD AND FAN AND GREASE DUCT.
PP20140616529 | 16-JUN-14 | 828 |  | CENTRAL | AV |  | ISSUED | 16-JUN-14 | PAYLESS WATER HEATERS AND PLUMBING INC | REPLACE 40 GAS WATER HEATER IN SAME LOCATION.
PP20140616537 | 16-JUN-14 | 144 |  | 25TH | AV |  | ISSUED | 16-JUN-14 | TAI LAM MAK | INSTALL 3 TOILKETS 2 SHOWRS 1 TUB 4 LAV SINKS 1 KITCHEN SINK 1 ROOF DRAIN 2 STONE DRAIN RELOCATE GAS FOR STOVE.
PW20140616926 | 16-JUN-14 | 2510 |  | JACKSON | ST |  | ISSUED | 16-JUN-14 | KIWI PLUMBING INC. | WORK CATEGORY: 2PA; IN SLAB RADIANT HEATING WORK USING EXISTING BOILER AND QUIK TRAK ABOVE SUB-FLOOR. TOTAL 4 FLOORS RADIANT 10 ZONES APPROX. 10 266 SQUARE FEET.
PW20140616936 | 16-JUN-14 | 380 |  | TERESITA | BL |  | COMPLETE | 18-JUN-14 | ARS INC. DBA RESCUE ROOTER | WORK CATEGORY: 1P; 40 GAL WATER HEATER INSTALLATION
PP20140616541 | 16-JUN-14 | 66 |  | ROSSI | AV |  | ISSUED | 16-JUN-14 | HOME POLYTEC INC | REMODEL (E) BATH & KTICHEN ON 2ND FL. CONVERT (E) STORAGE TO BEDROOM AND LEGALIZE (E) BATH ON GROUND FL.
PP20140616528 | 16-JUN-14 | 2686 |  | BUSH | ST | 0 | ISSUED | 16-JUN-14 | EVOLUTION PLUMBING | BATHROOM REMODEL - FAUCET SINK TOILET & TUB; KITCHEN REMODEL - REPLACE SINK AND LAUNDRY ROOM REMODEL
PMW20140616920 | 16-JUN-14 | 2979 |  | 21ST | ST |  | ISSUED | 16-JUN-14 | SCHMITT HEATING CO INC | WORK CATEGORY: 1M; REPLACE EXISTING FURNACE WITH NEW.
PP20140616524 | 16-JUN-14 | 67 |  | LAMARTINE | ST |  | COMPLETE | 20-JUN-14 | S D PLUMBING | NEW SEWER LATERAL & TRAP.
PW20140616932 | 16-JUN-14 | 510 |  | HAIGHT | ST |  | ISSUED | 16-JUN-14 | SUPERIOR PLUMBING | WORK CATEGORY: 1P; INSTALL NEW 95% EFFICIENT HEATER. INSTALL GAS LINE. TOTAL OF 6 UNITS. UNITS: # 510 - #512 - #514- #516 - #522- #524
PW20140616931 | 16-JUN-14 | 738 |  | 06TH | AV | 0 | ISSUED | 16-JUN-14 | PROFESSOR PLUMB | WORK CATEGORY: 1P; THIS IS AN ADDENDUM TO PW20130731273 TO ACQUIRE A PERMIT FOR & HAVE INSPECTED 2 TANKLESS WATER HEATERS INSTALLED BY ANOTHER COMPANY PRIOR TO PHYSICAL INSPECTION REPORT CC - 7157
PP20140616514 | 16-JUN-14 | 3954 |  | 26TH | ST |  | COMPLETE | 23-JUN-14 | CONTRACTORS TILE | 2 SHOWER PANS
PW20140616934 | 16-JUN-14 | 793 |  | ASHBURY | ST | 0 | ISSUED | 16-JUN-14 | PLUMBWORKS INC. /CHRIS GOODWIN PLUMBING | WORK CATEGORY: 2PA; 2 BATH REMODEL
PM20140616534 | 16-JUN-14 | 49 |  | LIBERTY | ST | 3 | ISSUED | 16-JUN-14 | BARNUM BUILDNG AND DESIGN | INSTALL NEW FURNACE.
PP20140616517 | 16-JUN-14 | 536 |  | GELLERT | DR |  | ISSUED | 16-JUN-14 | HONG KONG ART CONSTRUCTION | REMODEL EXISTING PLUMBING IN BUILDING: G/F: ADD NEW BATHROOM LAUNDRY & REMODEL (E) KITCHEN & 2 (E) BATHROOMS.
PW20140616938 | 16-JUN-14 | 2395 |  | DIAMOND | ST |  | ISSUED | 16-JUN-14 | AQUA STAR PLUMBING INC | WORK CATEGORY: 1P; TO BREAK UP PATIO IN FRONT OF HOUSE AND RE-ROUTE DRAIN INTO THE GARAGE SPACE AND FROM THE GARAGE SPACE WE WILL TAKE IT DOWN AND INTO THE GROUND AND RETIE IT INTO THE MAIN SEWER OUT FRONT
PM20140617590 | 17-JUN-14 | 375 |  | POTRERO | AV |  | ISSUED | 17-JUN-14 | RAMSES BOIVIN | FURNACE HEATER UPGRADE TO CODE. (PLUMB. PERMIT #PP20140617588)
PW20140617959 | 17-JUN-14 | 2120 |  | POLK | ST |  | COMPLETE | 24-JUN-14 | D P W INC. | WORK CATEGORY: 5P; RELOCATE ONE ADA LAVATORY SINK IN THE WOMEN'S RESTROOM OF WALGREENS STORE.
PP20140617584 | 17-JUN-14 | 2299 |  | SACRAMENTO | ST | 19 | COMPLETE | 18-JUN-14 | PARAMOUNT PLUMBING | ADDRESS CORRECTION FOR PW20140513123.
PW20140617963 | 17-JUN-14 | 142 |  | ACADIA | ST |  | ISSUED | 17-JUN-14 | GAGNE BROS. DBA BENJAMIN FRANKLIN PLUMBI | WORK CATEGORY: 1P; 50 GALLON WATER HEATER INSTALLATION
PM20140617587 | 17-JUN-14 | 577 |  | 29TH | ST |  | ISSUED | 17-JUN-14 | HOMEOWNER'S PERMIT | INSTALL FURNACE
PP20140617579 | 17-JUN-14 | 308 |  | TURK | ST |  | ISSUED | 17-JUN-14 | DOUGLAS J BURROWS | UNIT 1: UPGRADE PLUMBING
PP20140617582 | 17-JUN-14 | 4052 |  | 23RD | ST |  | ISSUED | 17-JUN-14 | LEV'S PLUMBING CO | BATHROOM REMODELING.
PP20140617560 | 17-JUN-14 | 2325 |  | VICENTE | ST |  | ISSUED | 17-JUN-14 | INNOVATE DESIGN CONSTRUCTION INC | LEGALIZE ROOMS & BATH & LAUNDRY ON GROUND FLOOR (UNDERGROUND) SHOWER PAN
PP20140617576 | 17-JUN-14 | 2418 |  | 32ND | AV |  | ISSUED | 17-JUN-14 | S & K CONSTRUCTION | REMODEL (E) KITCHEN AND (E) BATHROOM REPLACEMENT IN KIND
PW20140617947 | 17-JUN-14 | 171 |  | MONTICELLO | ST |  | ISSUED | 17-JUN-14 | HEISE'S PLUMBING | WORK CATEGORY: 1P; BATHROOM REMODEL
PP20140617559 | 17-JUN-14 | 3359 |  | 26TH | ST |  | ISSUED | 17-JUN-14 | A M WEST MECHANICAL INC. | NEW DOMESTIC WATER SERVICE
PP20140617569 | 17-JUN-14 | 3240 |  | FOLSOM | ST |  | ISSUED | 17-JUN-14 | OROZCO PLUMBING | BATHROOM REMODEL PLUMBING FIXTURES GOING IN SAME LOCATIONS.
PP20140617585 | 17-JUN-14 | 2149 | 2151 | GROVE | ST |  | ISSUED | 17-JUN-14 | J C TAN CONSTRUCTION | REPLACE GALVANIZED PIPE INTO COPPER. REPLOCATE 3 WATER HEATER & RUN PIPE.
PP20140617565 | 17-JUN-14 | 463 |  | 17TH | AV |  | ISSUED | 17-JUN-14 | S MULLINS PLUMBING | COSMETIC BATHROOM REMODEL WITH NEW SHOWER VALVE.
PW20140617943 | 17-JUN-14 | 100 |  | 01ST | ST |  | ISSUED | 17-JUN-14 | D P W INC. | WORK CATEGORY: 5P; TWO SMALL TOILET ROOMS RELOCATE EXISTING JANITORS FAUCET AND WASHING MACHINE PIPING NEAR LOADING DOCK ON GROUND LEVEL.
PW20140617978 | 17-JUN-14 | 1853 |  | JONES | ST | 0 | COMPLETE | 20-JUN-14 | GATEWAY PLUMBING | WORK CATEGORY: 1P; SEWER REPLACEMENT
PW20140617972 | 17-JUN-14 | 1337 |  | VAN DYKE | AV |  | COMPLETE | 23-JUN-14 | DISCOUNT PLUMBING CO | WORK CATEGORY: 5P; HOUSETRAP REPLACEMENT AT THE CURBSIDE SIDEWALK LOCATION.
PP20140617577 | 17-JUN-14 | 1055 |  | ELLIS | ST | 2/F | ISSUED | 17-JUN-14 | ANDERSON ROWE & BUCKLEY INC. | TENANT IMPROVEMENT TO EXISTING FIRE SPRINKLER SYSTEM. 16 ADDED SPRINKLERS.
PP20140617583 | 17-JUN-14 | 59 |  | INVERNESS | DR |  | ISSUED | 17-JUN-14 | LANDMARK CONSTRUCTION | REPLACE WATER HEATER.
PMW20140617967 | 17-JUN-14 | 228 |  | WINFIELD | ST |  | COMPLETE | 18-JUN-14 | DARIN C KIETH DBA: HOWE FURNACE | WORK CATEGORY: 1M; INSTALL NEW FURNACE AND DUCTS AND FLUE
PW20140617953 | 17-JUN-14 | 3450 |  | WASHINGTON | ST |  | ISSUED | 17-JUN-14 | THE LUNT MARYMOR CO. INC. | WORK CATEGORY: 3PA; PLUMBING INSTALLATIONS INCLUDING SMALL HTP PHE130-80 VERSA HWH
PW20140617964 | 17-JUN-14 | 1899 |  | FILLMORE | ST |  | ISSUED | 17-JUN-14 | D P W INC. | WORK CATEGORY: 5P; RELOCATE ONE LAVATORY SINK IN THE ADA RESTROOM ONE NEW SINK AND A CONDENSATE PUMP IN A WALGREENS STORE.
PW20140617949 | 17-JUN-14 | 638 |  | 29TH | AV |  | COMPLETE | 23-JUN-14 | 24/7 ROOTER AND PLUMBING SERVICES INC | WORK CATEGORY: 1P; REMOVE AND REPLACE SEWER HOUSE TRAP
PW20140617941 | 17-JUN-14 | 149 |  | NEW MONTGOMERY | ST |  | COMPLETE | 23-JUN-14 | AYOOB & PEERY PLUMBING | WORK CATEGORY: 4PB; 7 HEAD RELOCATES ON 6TH FLOOR 14-691
PW20140617952 | 17-JUN-14 | 2295 |  | VALLEJO | ST | 303 | ISSUED | 17-JUN-14 | FLOW MASTERS PLUMBING INC | WORK CATEGORY: 1P; COSMETIC UPGRADE ON KITCHEN
PP20140617568 | 17-JUN-14 | 1250 |  | ELLIS | ST | 11 | ISSUED | 17-JUN-14 | OROZCO PLUMBING | TWO BATHROOM REMODEL REPLACE SHOWER VALVE TOILET VALVES.
PP20140617574 | 17-JUN-14 | 1825 |  | IRVING | ST |  | ISSUED | 17-JUN-14 | STEVEN HARRIS GLORIT PLUMB CON. | GREASE TRAP UPGRADE OF EXISTING
PW20140617956 | 17-JUN-14 | 175 |  | 27TH | ST |  | ISSUED | 17-JUN-14 | FLOW MASTERS PLUMBING INC | WORK CATEGORY: 2PA; REMODEL EXISTING KITCHEN BATHROOMS LAUNDRY ADD ONE BATHROOM
PP20140617575 | 17-JUN-14 | 3790 |  | CESAR CHAVEZ | ST |  | ISSUED | 17-JUN-14 | BENJAMIN CONSTRUCTION PC | REMODEL OF 3 BATHROOMS 1 KITCHEN LAUNDRY WITH 1 SHOWER PAN.
PP20140617562 | 17-JUN-14 | 333 |  | BUSH | ST |  | COMPLETE | 19-JUN-14 | COMFORT DYNAMICS INC. | REPLACE 200FT OF DOMESTIC WATER PIPING.
PP20140617572 | 17-JUN-14 | 601 |  | OFARRELL | ST |  | ISSUED | 17-JUN-14 | WALDRON CONSTRUCTION COMPANY | ADD NEW DRAIN LINE FOR LG VENTLESS W/D COMBO NEW TOILET NEW VANITY & SINK NEW SHOWER VALVES.
PW20140617966 | 17-JUN-14 | 470 |  | PACIFIC | AV | 0 | ISSUED | 17-JUN-14 | FAULT LINE PLUMBING INC | WORK CATEGORY: 6PB; RELOCATE AND INSTALL FOR RENOVATION OF RESTAURANT.
PW20140617954 | 17-JUN-14 | 3450 |  | WASHINGTON | ST |  | ISSUED | 17-JUN-14 | THE LUNT MARYMOR CO. INC. | WORK CATEGORY: 2PA; RADIANT HEATING WITH LOCHINVAR KBN211 LESS THAN 150 000 BTU
PP20140617557 | 17-JUN-14 | 154 |  | ARCH | ST |  | ISSUED | 17-JUN-14 | HOMEOWNER'S PERMIT | REMODEL KITCHEN & BATH LEGALIZE BATHROOMS & LAUNDRY ROOM PER PLAN.
PMW20140617951 | 17-JUN-14 | 95 |  | INA | CT |  | COMPLETE | 02-JUL-14 | APOLLO HEATING & VENT | WORK CATEGORY: 1M; FURNACE REPLACEMENT
PP20140617564 | 17-JUN-14 | 1945 |  | HYDE | ST |  | COMPLETE | 24-JUN-14 | CISCO FIRE SPRINKLERS INC. | UNIT 2: RELOCATE 4 (E) NEW AND ADD 1 PENDANT FOR RESIDENTIAL REMODEL
PW20140617962 | 17-JUN-14 | 116 |  | NEW MONTGOMERY | ST |  | COMPLETE | 03-JUL-14 | D P W INC. | WORK CATEGORY: 5P; THREE NEW FLOOR SINKS ON THE GROUND FLOOR OF A WALGREEN'S STORE.
PW20140617945 | 17-JUN-14 | 201 |  | CALIFORNIA | ST | 0 | ISSUED | 17-JUN-14 | D P W INC. | WORK CATEGORY: 5P; ONE TENANT SINK ON THE 9TH FLOOR.
PP20140617589 | 17-JUN-14 | 133 |  | ELSIE | ST |  | ISSUED | 17-JUN-14 | MAGNUM CONSTRUCTION GROUP INC | INSTALL NEW SPRINKLER SYSTEM PER NFPA 13D INCLUDE UNDERGROUND.
PW20140617969 | 17-JUN-14 | 1301 |  | FRANKLIN | ST |  | ISSUED | 17-JUN-14 | D P W INC. | WORK CATEGORY: 5P; RELOCATE AN EXISTING TOILET AND LAVATORY SINK IN THE RX RESTROOM AND ONE NEW FLOOR SINK. JOB IS IN WALGREEN'S ON THE GROUND FLOOR.
PW20140617971 | 17-JUN-14 | 2655 |  | 16TH | AV |  | ISSUED | 17-JUN-14 | STEVEN YEUNG INC DBA CHUNG WAH PLBG&FIRE | WORK CATEGORY: 2PA; ROUGH IN NEW BATHROOM: TOILET VANITY SINK AND SHOWER/BATHTUB.
PP20140617563 | 17-JUN-14 | 4128 |  | GEARY | BL |  | COMPLETE | 25-JUN-14 | BELL PLUMBING NORTH INC. | SEWERLINE REPLACEMENT.
PW20140617940 | 17-JUN-14 | 140 |  | NEW MONTGOMERY | ST |  | ISSUED | 17-JUN-14 | PRIBUSS ENGINEERING INC | WORK CATEGORY: 5P; JC3788 - FURNISH AND INSTALL (1) SINK (1) GARBAGE DISPOSER (1) INSTA - HOT WATER DISPENSER (1) WATER FILTER AND (1) CHRONOMITE POINT OF USE WATER HEATER. PROVIDE CONNECTION FOR (1) DISHWASHER AND (1) COFFEE MAKER.
PM20140617567 | 17-JUN-14 | 401 |  | HARRISON | ST | 0 | ISSUED | 17-JUN-14 | CRITCHFIELD MECHANICAL | INSTALLATION OF BOILER FLUES FOR 24 TANKLESS WATER HEATERS IN BOILER ROOM (SAME LOCATION)
PP20140617581 | 17-JUN-14 | 114 | 112 | RUSS | ST |  | ISSUED | 17-JUN-14 | PROMPT PLUMBING SERVICES | NEW PLUMBING FOR 10-TOILETS 9 SINKS 5 SHOWERS WITH SHOWER PANS 4 TUBS 1 JAZCUZZI TUB 4 KITCHE SINKS 4 RANGES 4 LAUNDRES 1 WATER HEATER GAS TO RADIANT HEATER NEW WATER HEATER.
PW20140617973 | 17-JUN-14 | 2546 |  | 28TH | AV |  | COMPLETE | 25-JUN-14 | ATLAS PLUMBING AND ROOTER | WORK CATEGORY: 1P; SEWER HOUSETRAP
PMW20140617975 | 17-JUN-14 | 272 |  | HARTFORD | ST |  | COMPLETE | 25-JUN-14 | M C MECHANICAL | WORK CATEGORY: 1M; REPLACE FURNACE AND RUN 3 SUPPLY DUCT
PW20140617976 | 17-JUN-14 | 1034 |  | DIVISADERO | ST |  | ISSUED | 17-JUN-14 | RIGHT ROOTER/P.C. PLUMBING | WORK CATEGORY: 1P; KITCHEN REMODELING INSTALL NEW KITCHEN SINK FAUCET DISHWASHER AND STOVE. INSTALL NEW GAS SHUT OFF INSIDE CABINET
PP20140617566 | 17-JUN-14 | 2200 |  | LYON | ST |  | ISSUED | 17-JUN-14 | OROZCO PLUMBING | NEW SEWER SERVICE NEW WATER SERVICE NEW GAS SERVICE 3-1/2 BATHROOM REMODEL KITCHEN & LAUNDRY UNDERGROUND WORK CATCH BASIN AND GARAGE AREA.
PW20140617948 | 17-JUN-14 | 435 |  | BRANNAN | ST | 0 | COMPLETE | 25-JUN-14 | AYOOB & PEERY PLUMBING | WORK CATEGORY: 1P; 4-0772 REMOVAL OF ONE BOILER (SN#352412-200103) AND REMOVAL OF ONE BACKFLOW (SN# 168066) TO TAKE BOILER AND BACKFLOW OFF CITY RECORDS. MEET JOHN MCHUGH ON SITE 415-531-6714.
PP20140617578 | 17-JUN-14 | 1 |  | MARKET | ST |  | ISSUED | 17-JUN-14 | ANDERSON ROWE & BUCKLEY INC. | 6TH FLOOR SPEAR TOWER: TENANT IMPROVEMENTS: 315 SPRINKLERS REPLACEMENT ON 6TH FLOOR.
PW20140617955 | 17-JUN-14 | 135 |  | BLUXOME | ST |  | COMPLETE | 20-JUN-14 | POTTER FIRE PROTECTION | WORK CATEGORY: 4PB; RELOCATE 15 AND ADD 6 FIRE SPRINKLERS.T.I. BLDG. PERMIT # 2013-05-07-5164
PMW20140617958 | 17-JUN-14 | 1617 |  | 26TH | AV |  | COMPLETE | 30-JUN-14 | BUILDING EFFICIENCY INC | WORK CATEGORY: 1M; REPLACING THE EXISTING FURNACE WITH A NEW HIGH EFFICIENCY UNIT. WE WILL ALSO BE REPLACING THE EXISTING FURNACE IN 1615 26TH AVE.
PMW20140617942 | 17-JUN-14 | 306 |  | MONTCALM | ST |  | COMPLETE | 20-JUN-14 | PENINSULA HEATING | WORK CATEGORY: 1M; CORRECTION OF FLUE PIPES FOR FURNACES AND WATER HEATER.TO COMPLY WITH PHYSICAL INSPECTION REPORT #CC-7575 (PLUMBING REPORT) IN UNITS 302 304 306 AND 306A MONTCALM SAN FRANCISCO
PW20140617977 | 17-JUN-14 | 1036 |  | DIVISADERO | ST |  | ISSUED | 17-JUN-14 | RIGHT ROOTER/P.C. PLUMBING | WORK CATEGORY: 2PA; INSTALL NEW GAS PIPE FROM METER TO KITCHEN AND SPACE HEATER REPLACE KITCHEN DRAIN LINE FOR 1034 1036 AND 1038.INSTALL NEW KITCHEN SINK FAUCET DISHWASHER AND NEW STOVE
PP20140617571 | 17-JUN-14 | 1278 |  | THOMAS | AV |  | ISSUED | 17-JUN-14 | NASSIF A AYYAD | INSTALL NEW WATER CLOSET NEW KITCHEN EQUIPMENT/FIXTURES AND (N) VENT GAS LINE FOR HEATER TEST GAS LINE FOR WATER HEATER.
PP20140617570 | 17-JUN-14 | 1200 |  | GOUGH | ST | 21 | ISSUED | 17-JUN-14 | UDREAM CONSTRUCTION | CONVERT (E) BATHTUB INTO A SHOWER STALL WITH SHOWER PAN.
PP20140617586 | 17-JUN-14 | 1527 |  | 35TH | AV |  | ISSUED | 17-JUN-14 | QUALITY PAINTING & CONSTRUCTION | LOWER LEVEL REMODEL - BATH LAUNDRY SHOWER PAN ADD HALF BATH (UPPER FLOOR)
PP20140617558 | 17-JUN-14 | 112 | 114 | RUSS | ST |  | ISSUED | 17-JUN-14 | A M WEST MECHANICAL INC. | FIRE SPRINKLER SYSTEM INCLUDING NEW SERVICE
PW20140617957 | 17-JUN-14 | 1950 |  | 15TH | ST |  | COMPLETE | 24-JUN-14 | PROFESSOR PLUMB | WORK CATEGORY: 2PA; TO COMPLY WITH PHYSICAL INSPECTION REPORT # CC-7521 FOR PLUMBING LINES 1-7
PMW20140617965 | 17-JUN-14 | 25 |  | MOSS | ST | 0 | ISSUED | 17-JUN-14 | PRECISION AIR SYSTEMS | WORK CATEGORY: 1M; GAS/PRESSURE TEST FOR RADIANT SYSTEM. INSTALLATION OF RADIANT SYSTEM.
PMW20140617970 | 17-JUN-14 | 287 |  | SANCHEZ | ST | 0 | ISSUED | 17-JUN-14 | PRECISION AIR SYSTEMS | WORK CATEGORY: 2M ; NEW RADIANT HEAT SYSTEMS WITH GAS LINES. REPLACE BOILER SYSTEM. UNITS 1-6
PP20140617588 | 17-JUN-14 | 375 |  | POTRERO | AV |  | ISSUED | 17-JUN-14 | RAMSES BOIVIN | UPGRADE GAS LINE TO CODE. (MECH. PERMIT #PM20140617590)
PMW20140617974 | 17-JUN-14 | 1625 |  | ALABAMA | ST |  | ISSUED | 17-JUN-14 | SCHMITT HEATING CO INC | WORK CATEGORY: 1M; REPLACE EXISTING FURNACE AND FLUE WITH NEW.
PW20140617946 | 17-JUN-14 | 101 |  | SPEAR | ST |  | ISSUED | 17-JUN-14 | ALLIED HEATING & AIR CONDITINING | WORK CATEGORY: 2PA; 4TH FLOOR PLUMBING: CONDENSATE DRAINS FIXTURES AND DOMESTIC WATER PIPE
PP20140617573 | 17-JUN-14 | 187 |  | LOWER | TR |  | COMPLETE | 26-JUN-14 | P.S. PLUMBING SOLUTIONS | RUN NEW GAS LINE FROM METER TO FEED FIREPLACE.
PM20140617591 | 17-JUN-14 | 440 | 442 | COLLINGWOOD | ST |  | ISSUED | 17-JUN-14 | RAMSES BOIVIN | FURNACE UPGRADE TO CODE NEW DUCT IN UNIT#442A ALSO ADDRESS 442A COLLINGWOOD STREET
PMW20140617944 | 17-JUN-14 | 153 |  | KEARNY | ST | 0 | ISSUED | 17-JUN-14 | D P W INC. | WORK CATEGORY: 5M; HEATING HOT WATER SUPPLY AND RETURN PIPING TO 7 VAV BOXES ON THE 2ND FLOOR AND 1 VAV BOX ON THE 6TH FLOOR.
PW20140617960 | 17-JUN-14 | 300 |  | MONTGOMERY | ST |  | ISSUED | 17-JUN-14 | D P W INC. | WORK CATEGORY: 5P; NEW ADA LAVATORY SINKS IN THE MEN'S AND WOMEN'S ROOMS (2 TOTAL) AND ONE NEW EMPLOYEE SINK. JOB LOCATED ON THE GROUND FLOOR ( WALGREENS STORE).
PW20140617961 | 17-JUN-14 | 1766 |  | OAKDALE | AV |  | ISSUED | 17-JUN-14 | GRAND ELECTRIC & CONSTRUCTION CO. | WORK CATEGORY: 2PB; EXTENSION OF THE EXISTING HOUSE2 KITCHENS 3 BATHROOMS 2 WATER HEATER 1- SEPTIC TANK
PP20140617580 | 17-JUN-14 | 308 |  | TURK | ST | 2 | ISSUED | 17-JUN-14 | DOUGLAS J BURROWS | UINIT 2: UPGRACE PLUMBING
PP20140617561 | 17-JUN-14 | 80 | 84 | PARNASSUS | AV |  | COMPLETE | 20-JUN-14 | FLOW MASTERS PLUMBING INC | ADDRESS ALSO INCLUDES 82 PARNASSUS AVE. TO COMPLY WITH 3R REPORT #7664 (PLUMBING REPORT)
PW20140617950 | 17-JUN-14 | 945 |  | GREEN | ST | 1 | ISSUED | 17-JUN-14 | THE LUNT MARYMOR CO. INC. | WORK CATEGORY: 3PA; RADIANT HEATING INCLUDING LOCHINVAR WH-110 AND BACKFLOW PREVEMTER
PMW20140617968 | 17-JUN-14 | 105 |  | HOFFMAN | AV |  | ISSUED | 17-JUN-14 | DARIN C KIETH DBA: HOWE FURNACE | WORK CATEGORY: 1M; NEW FURNACE AND DUCTS FLUES
PW20140617939 | 17-JUN-14 | 429 |  | NOE | ST | 0 | ISSUED | 17-JUN-14 | PRECISION | WORK CATEGORY: 2PA; REMODEL KITCHEN AND BATHROOM.
PW20140618993 | 18-JUN-14 | 2712 |  | BROADWAY | * |  | ISSUED | 18-JUN-14 | STEVEN YEUNG INC DBA CHUNG WAH PLBG&FIRE | WORK CATEGORY: 2PB; SINGLE FAMILY HOUSE CONTRUCTION: 6.5 BATHROOMS LAUNDRY SAUNA FURNACE. AREA DRAINS FOR GARAGE. SUMP PUMP FOR FLOORS 1 AND 2. GRAVITY FOR FLOORS 3 4 AND 5.
PP20140618593 | 18-JUN-14 | 378 |  | 27TH | AV |  | ISSUED | 18-JUN-14 | LANDMARK CONSTRUCTION & DEVELOPMENT INC | 2/F: REMODEL EXISTING BATHROOM AND KITCHEN.
PP20140618630 | 18-JUN-14 | 1390 |  | MARKET | ST | 2723 | ISSUED | 18-JUN-14 | REEGS INC DBA MONTEREY CONSTRUCTION | REPLACE SINKS TUB SHOWER VALVE TOILET IN-KIND.
PM20140618610 | 18-JUN-14 | 1030 |  | RANDOLPH | ST |  | ISSUED | 18-JUN-14 | LEI'S CONSTRUCTION CO | REPLACE NEW FURNACE.
PM20140618595 | 18-JUN-14 | 100 |  | TOMPKINS | AV |  | ISSUED | 18-JUN-14 | HOMEOWNER'S PERMIT | ADD (5) NEW HYDRONIC RADIATORS ONTO AN EXISTING HYDRONIC SYSTEM.
PP20140618611 | 18-JUN-14 | 154 |  | JULIAN | AV |  | ISSUED | 18-JUN-14 | A-PLUMBING SOLUTION | UNDERGROUND SEWER HOUSE TRAP ROUGH & FINISH 2 BATHROOMS & KITCHEN
PP20140618621 | 18-JUN-14 | 854 |  | FELL | ST |  | ISSUED | 18-JUN-14 | CHIN PANG CONSTRUCTION CO ***CHECK ID*** | TO COMPLY WITH COMPLAINT #201461901: LAUNDRY & W/H.
PP20140618599 | 18-JUN-14 | 800 |  | CHESTNUT | ST |  | COMPLETE | 20-JUN-14 | KUEHNE CONSTRUCTOIN AND SERVICES INC | G/F: INSTALL GAS LINE.
PMW20140618022 | 18-JUN-14 | 1014 |  | FLORIDA | ST |  | COMPLETE | 23-JUN-14 | M C MECHANICAL | WORK CATEGORY: 1M; INSTALL NEW FURNACE AND DUCT WORK AT THE CROW SPACE
PP20140618618 | 18-JUN-14 | 1042 |  | LARKIN | ST |  | ISSUED | 18-JUN-14 | MODERN DESIGN CONSTRUCTION INC | TENANT IMPROVEMENT: INSTALL NEW TOILET 1 THREE COMPARTMENT SINKS 2 HAND SINK ONE MOP SINK ONE FLOOR SINK AND ONE ON DEMAND WATER HEATER.
PW20140618992 | 18-JUN-14 | 957 |  | MISSION | ST |  | ISSUED | 18-JUN-14 | PRIBUSS ENGINEERING INC | WORK CATEGORY: 8P; JOB #S83087 - REMOVE LEAKING HEATER AND INSTALL NEW LAARS MT2V 400 000BTU HEATER.
PM20140618616 | 18-JUN-14 | 1240 |  | 14TH | AV |  | ISSUED | 18-JUN-14 | CONVECTEK HEATING & COOLING | NEW FAU IN SAME LOCATION UNIT D304
PMW20140618013 | 18-JUN-14 | 70 |  | BUENA VISTA | TR |  | ISSUED | 18-JUN-14 | TRAHAN AND SON'S DBA: PATRIOT MECHANICAL | WORK CATEGORY: 1M; INSTALL 3 NEW FURNACES WITH NEW WIRE FLEX DUCTWORK FOR UPPER FLOOR AND GSM DUCTWORK IN LOWER MECHANICAL ROOM. VENTING OF BATHROOM EXHAUST FANS (3) HOOD WATER HEATERS (LOWER FLOOR) FURNACE FLUES PVC.
PW20140618005 | 18-JUN-14 | 3155 |  | SCOTT | ST | 0 | COMPLETE | 24-JUN-14 | KEVIN SULLIVAN HEATING & AIR INC. | WORK CATEGORY: 11P; REMOVAL OF BOILER
PP20140618592 | 18-JUN-14 | 191 |  | CHRISTOPHER | DR |  | COMPLETE | 27-JUN-14 | ALIZOTI MOSAICS & STONE | SHOWER PAN.
PMW20140618004 | 18-JUN-14 | 1317 |  | MASONIC | AV |  | ISSUED | 18-JUN-14 | APOLLO HEATING & VENT | WORK CATEGORY: 1M; CONSOLE HEATER REPLACEMENT
PP20140618608 | 18-JUN-14 | 153 |  | AMHERST | ST |  | ISSUED | 18-JUN-14 | LEI'S CONSTRUCTION CO | G/F: 1 BATHROOM AND ADD NEW LAUNDRY ROOM
PP20140618627 | 18-JUN-14 | 1390 |  | MARKET | ST | 1621 | ISSUED | 18-JUN-14 | REEGS INC DBA MONTEREY CONSTRUCTION | REPLACE SINKS TUB SHOWER VALVE TOILET IN-KIND.
PP20140618609 | 18-JUN-14 | 1030 |  | RANDOLPH | ST |  | ISSUED | 18-JUN-14 | LEI'S CONSTRUCTION CO | G/F: NEW BATHROOM & LAUNDRY ROOM 2/F: 2 BATHROOM AND KITCHEN REMODEL NEW WATER HEATER.
PW20140618989 | 18-JUN-14 | 231 |  | VERNON | ST |  | COMPLETE | 26-JUN-14 | ARB INC | WORK CATEGORY: 1P; GAS HOUSE LINE EXTENTION
PP20140618613 | 18-JUN-14 | 431 |  | VERNON | ST |  | ISSUED | 18-JUN-14 | NATIONAL PLUMBING | SEWER PIPE REPLACEMENT
PMW20140618018 | 18-JUN-14 | 707 |  | COLE | ST |  | ISSUED | 18-JUN-14 | BUILDING EFFICIENCY INC | WORK CATEGORY: 1M; REPLACING THE EXISTING FURNACE WITH A HIGH EFFICIENCY UNIT.
PW20140618987 | 18-JUN-14 | 227 |  | VERNON | ST |  | COMPLETE | 26-JUN-14 | ARB INC | WORK CATEGORY: 1P; GAS HOUSE LINE EXTENTION
PW20140618008 | 18-JUN-14 | 75 |  | RAYCLIFF | TR |  | ISSUED | 18-JUN-14 | PRIBUSS ENGINEERING INC | WORK CATEGORY: 1P; JOB# S82441 - ROUGH IN NEW KITCHEN SINK REARRANGING WASTE WATER AND VENT. INSTALL NEW GAS COCK AND SUPPLY FOR RANGE / COOKTOP. ADD NEW ICE MAKER BOX FOR REFRIGARATOR. TRIM OUT KITCHEN WITH OWNER SUPPLIED FIXTURE. EXTEND PEX TUBING FOR RADIANT HEATING IN CEILING ABOVE NEW CONSTRUCTION AREA.
PP20140618605 | 18-JUN-14 | 1895 |  | FUNSTON | AV |  | ISSUED | 18-JUN-14 | JPG HOMEIMPROVEMENT INC | NEW PLUMBING FOR NEW BATHROOM ADDITION
PP20140618600 | 18-JUN-14 | 838 |  | 35TH | AV |  | COMPLETE | 25-JUN-14 | RYAN CONSTRUCTION | SHOWER PAN.
PP20140618631 | 18-JUN-14 | 2970 |  | 21ST | ST |  | COMPLETE | 08-JUL-14 | IDEAL ROOTER & PLUMBING | INSTALL NEW WATER LINE FROMTHE WATER METER TO THE HOUSE
PP20140618638 | 18-JUN-14 | 180 |  | CARL | ST |  | COMPLETE | 20-JUN-14 | GECH INC. | REPLACE TOILET CORRECT SLOPE OF DRAIN PIPE
PP20140618596 | 18-JUN-14 | 500 |  | HYDE | ST | 102 | ISSUED | 18-JUN-14 | MANNY'S HANDYMAN INC. DBA: MHM CONSTR. | REMOVE TUB TOILET SINK INSTALL NEW ONE. RELOCATED KITCHEN DRAIN WATER AND ALL PLJMBING AS NEEDED.
PP20140618594 | 18-JUN-14 | 819 |  | ULLOA | ST |  | ISSUED | 18-JUN-14 | MODERN DESIGN CONSTRUCTION INC | INSTALL 2 KITCHEN SINKS AND 3 SHAMPOO BOWLS
PW20140618994 | 18-JUN-14 | 261 |  | ORIZABA | AV |  | COMPLETE | 27-JUN-14 | ARB INC | WORK CATEGORY: 1P; GAS HOUSE LINE EXTENTION
PW20140618017 | 18-JUN-14 | 785 |  | COLE | ST |  | COMPLETE | 20-JUN-14 | DE BARRA PLUMBING | WORK CATEGORY: 1P; REROUTE VENT AND RADIANT HEATING LINES IN ATTIC
PW20140618010 | 18-JUN-14 | 3749 |  | 21ST | ST |  | ISSUED | 18-JUN-14 | PARAMOUNT PLUMBING | WORK CATEGORY: 2PB; REMODEL KITCHEN AND BATHROOM. ADDED NEW POWDER ROOM MASTER BATH FULL BATH AND LAUNDRY. NEW WATER HEATER. NEW SEWER HOUSE TRAP NEW WATER SERVICE NEW GAS LINE.
PW20140618997 | 18-JUN-14 | 200 |  | WALNUT | ST |  | ISSUED | 18-JUN-14 | ZAK PLUMBING CO. | WORK CATEGORY: 2PA; INSTALL NEW PLUMBING FOR MASTER BATHROOM TWO GUEST BATHROOMS AND LAUNDRY ROOM FOR WASHER / DRYER.
PW20140618995 | 18-JUN-14 | 264 |  | ORIZABA | AV |  | COMPLETE | 27-JUN-14 | ARB INC | WORK CATEGORY: 1P; GAS HOUSE LINE EXTENTION
PW20140618016 | 18-JUN-14 | 1918 |  | 29TH | AV |  | COMPLETE | 24-JUN-14 | DISCOUNT PLUMBING CO | WORK CATEGORY: 1P; SEWER LATERAL REPLACEMENT FROM THE FOUNDATION TO THE HOUSETRAP
PP20140618634 | 18-JUN-14 | 838 |  | 27TH | AV |  | ISSUED | 18-JUN-14 | G L C CONSTRUCTION | REMODEL KITCHEN & BATHROOM ON 2/F REPLACE SHOWER PAN. REMODEL EXISTING BATHROOM ON GROUND FLOOR.
PP20140618626 | 18-JUN-14 | 325 |  | CHINA BASIN | ST | 606 | ISSUED | 18-JUN-14 | PARADISE CONSTRUCTION | REMOVE & REPLACE FAUCETS STOVE TOP (REPLACE WITH SAME EXISTING).
PW20140618979 | 18-JUN-14 | 456 |  | MONTGOMERY | ST |  | ISSUED | 18-JUN-14 | GOLDEN GATE FIRE PROTECTION INC | WORK CATEGORY: 4PB; RELOCATE 2 HEADS ON THE 22ND FL FOR NEW CEILING
PW20140618982 | 18-JUN-14 | 595 |  | MARKET | ST |  | COMPLETE | 19-JUN-14 | RLH FIRE PROTECTION / CMA FIRE PROTECT | WORK CATEGORY: 4PB; RELOCATE 4 ADD 1 FIRE SPRINKLERS 13TH FL JOB # 1433555
PW20140618996 | 18-JUN-14 | 275 |  | ORIZABA | AV |  | ISSUED | 18-JUN-14 | ARB INC | WORK CATEGORY: 1P; GAS HOUSE LINE EXTENTION
PW20140618990 | 18-JUN-14 | 234 |  | VERNON | ST |  | COMPLETE | 26-JUN-14 | ARB INC | WORK CATEGORY: 1P; GAS HOUSE LINE EXTENTION
PP20140618636 | 18-JUN-14 | 1908 | 1910 | LAKE | ST |  | ISSUED | 18-JUN-14 | G L C CONSTRUCTION | 1908: REMODEL BATHROOM & BATHROOM INKIND. 1910: REMODEL KITCHEN IN KIND.
PMW20140618023 | 18-JUN-14 | 567 |  | 16TH | AV |  | ISSUED | 18-JUN-14 | MCL HEATING & AIR CONDITIONING | WORK CATEGORY: 1M; INSTALL HIGH EFFICIENCY FURNACE VENT FURNACE RUN CONDENSATE DRAIN. VENT WATER HEATER
PMW20140618014 | 18-JUN-14 | 4312 |  | 19TH | ST |  | COMPLETE | 24-JUN-14 | BRIAN FUSCO PLUMBING | WORK CATEGORY: 1M; FINAL OUT PERMIT # PMW20110908493
PP20140618632 | 18-JUN-14 | 876 |  | GIRARD | ST |  | ISSUED | 18-JUN-14 | YAO LIN ZHANG | 1ST FLOOR: ADD (1) BATHROOM AND SHOWER PAN
PW20140618988 | 18-JUN-14 | 260 |  | CALIFORNIA | ST | 0 | COMPLETE | 26-JUN-14 | BACKFLOW PREVENTION SPECIALISTS INC | WORK CATEGORY: 11P; REPLACE ONE (1) 3/4" FEBCO 805Y DC ON THE CHILLER WATER MAKE UP WITH ONE (1) 3/4" 375XL RP IN STORE ROOM 2 IN THE BASEMENT.
PW20140618009 | 18-JUN-14 | 303 |  | 02ND | ST |  | ISSUED | 18-JUN-14 | PRIBUSS ENGINEERING INC | WORK CATEGORY: 6PA; JC3787 - GROUND FLOOR: FURNISH AND INSTALL (1) 120 GALLON WATER HEATER WITH EXPANSION TANK (4) FLOOR SINKS (1) FLOOR DRAIN WITH FUNNEL (1) LEAK DETECTION SYSTEM (1) GREASE INTERCEPTOR. PROVIDE CONNECTION FOR (3) HAND SINKS (1) MOP SINK (1) 3 COMPARTMENT SINK (1) PREP SINK. (1) DISHWASHER (1) HOT WATER DISPENSER (1) SODA DISPENSER.
PW20140618007 | 18-JUN-14 | 1030 |  | JACKSON | ST | 0 | COMPLETE | 24-JUN-14 | HEISE'S PLUMBING | WORK CATEGORY: 1P; NEW GAS LINE AND WATER HEATER
PP20140618635 | 18-JUN-14 | 241 |  | CHURCH | ST |  | ISSUED | 18-JUN-14 | FAULT LINE PLUMBING INC | REPAIR SEWER LINE UNDER S/W.
PW20140618980 | 18-JUN-14 | 2022 |  | LEAVENWORTH | ST |  | ISSUED | 18-JUN-14 | S D PLUMBING | WORK CATEGORY: 1P; ROUGH-IN AND TRIM ONE SINK AND ONE GAS LINE.
PW20140618998 | 18-JUN-14 | 276 |  | ORIZABA | AV |  | COMPLETE | 30-JUN-14 | ARB INC | WORK CATEGORY: 1P; GAS HOUSE LINE EXTENTION
PP20140618606 | 18-JUN-14 | 119 |  | MELROSE | AV |  | ISSUED | 18-JUN-14 | G N T | REMODEL KITCHEN.
PM20140618619 | 18-JUN-14 | 50 |  | 08TH | ST | 0 | ISSUED | 18-JUN-14 | CITY MECHANICAL INC | G/F: REMOVE AND REPLACE CHILLER REMOVE AND REPLACE KITCHEN EXHAUST FAN REMOVE AND REPLACE MAKE-UP AIR UNIT REMOVE AND REPLACE AIR-HANDLER.
PW20140618019 | 18-JUN-14 | 2142 |  | 47TH | AV |  | COMPLETE | 27-JUN-14 | AFFORDABLE WATER HEATERS AND PLUMBING IN | WORK CATEGORY: 1P; REPLACE WATER HEATER SAME SIZE SAME LOCATION
PP20140618623 | 18-JUN-14 | 3020 |  | BALBOA | ST |  | ISSUED | 18-JUN-14 | CALDERON & SON'S CONSTRUCTION CO. | BATHROOM REMODEL: TUB & REPLACE INSTALL NEW SHOWER PAN SHOWER FAUCET TOILET VANITY TOILET AS WELL FAUCET & HEAD FOR TUB.
PP20140618601 | 18-JUN-14 | 457 |  | VALLEY | ST |  | ISSUED | 18-JUN-14 | MICHAEL CLARKE CONSTRUCTION | INSTALLATION OF DRAINS FOR BATHROOM & SUMP PUMP
PP20140618637 | 18-JUN-14 | 2276 |  | GREENWICH | ST |  | COMPLETE | 27-JUN-14 | IRELAND TILE & STONE INC | WORK AT 2276 & 2278 GREENWICH ST.: 4 SHOWER PANS
PP20140618628 | 18-JUN-14 | 1390 |  | MARKET | ST | 1820 | ISSUED | 18-JUN-14 | REEGS INC DBA MONTEREY CONSTRUCTION | REPLACE SINKS TUB SHOWER VALVE TOILET IN-KIND.
PP20140618598 | 18-JUN-14 | 2034 |  | BAKER | ST |  | ISSUED | 18-JUN-14 | ASHBURY QUALITY CONSTRUCTION | FULL INTERIOR REMODEL INCLUDING KITCHEN HALL BATHROOM MASTER BATHROOM LAUNDRY ROOM RUN GAS TO KITCHEN & LAUNDRY ROOM. 1 SHOWER PAN NEW WATER HEATER.
PP20140618607 | 18-JUN-14 | 2241 |  | 15TH | AV |  | ISSUED | 18-JUN-14 |  | BATHROOM REMODELING: REMOVE (E) TUB TOILET VANITY AND SHOWER AND REPLACE WITH NEW.
PM20140618624 | 18-JUN-14 | 1241 |  | FUNSTON | AV | E302 | COMPLETE | 07-JUL-14 | CONVECTEK HEATING & COOLING | NEW FAU IN SAME LOCATION.
PP20140618622 | 18-JUN-14 | 1241 |  | FUNSTON | AV | 0 | ISSUED | 18-JUN-14 | REEGS INC DBA MONTEREY CONSTRUCTION | NEW FIXTURES IN KITCHEN & BATHROOM ADD NEW LAUNDRY BOX.
PW20140618002 | 18-JUN-14 | 399 |  | 04TH | ST |  | ISSUED | 18-JUN-14 | ROUNTREE PLUMBING & HTG | WORK CATEGORY: 2PA; INSTALL SUPPLIED EQUIPMENT DEMO OF EXISTING PLUMBING AND RECONNECT TO EXISTING.
PMW20140618001 | 18-JUN-14 | 223 |  | EVELYN | WY |  | ISSUED | 18-JUN-14 | KEVEL HOME PERFORMANCE | WORK CATEGORY: 1M; REMOVE EXISTING GRAVITY FURNACE AND DUCTWORK. INSTALL NEW HIGH-EFFICIENCY FURNACE AND DUCTWORK
PMW20140618021 | 18-JUN-14 | 2727 |  | TURK | BL |  | ISSUED | 18-JUN-14 | SHANE O'MALLEY DBA GREENFLOW HVAC | WORK CATEGORY: 1M; NEW HIGH EFF. FURNACE AND FLUE FOR 2 WATER-HEATERS
PP20140618615 | 18-JUN-14 | 1240 |  | 14TH | AV |  | ISSUED | 18-JUN-14 | REEGS INC DBA MONTEREY CONSTRUCTION | NEW FIXTURES IN KITCHEN & BATHROOM ADD NEW LAUNDRY BOX UNIT D304
PW20140618981 | 18-JUN-14 | 256 |  | SUTTER | ST |  | ISSUED | 18-JUN-14 | GOLDEN RULE PLUMBING | WORK CATEGORY: 2PA; REPLACE 25 GALLON ELECTRIC WITH NEW 50 GALLON ELECTRIC WATER HEATER. CAP OFF UNUSED WATER LINE(S) ON 4TH FLOOR
PP20140618614 | 18-JUN-14 | 49 |  | DORLAND | ST | 0 | ISSUED | 18-JUN-14 | ZEUS CONSTRUCTION CORP. | UNIT 2 - BATHROOM RENOVATION
PMW20140618999 | 18-JUN-14 | 280 |  | HAZELWOOD | AV |  | ISSUED | 18-JUN-14 | OKELL'S FIREPLACES | WORK CATEGORY: 1M; INSTALL GAS FIREPLACE; GAS LINE WORK PERFORMED BY OTHERS
PW20140618003 | 18-JUN-14 | 84 |  | MINERVA | ST |  | ISSUED | 18-JUN-14 | GOLDEN STATE PLUMBING | WORK CATEGORY: 2PB; PROVIDE NEW PLUMBING FOR NEW BATH ROOM AT BASEMENT
PW20140618006 | 18-JUN-14 | 218 |  | BOCANA | ST |  | ISSUED | 18-JUN-14 | GECH INC. | WORK CATEGORY: 1P; INSTALL BBQ GAS LINE AND TWO WATER SPIGOTS.
PM20140618603 | 18-JUN-14 | 1406 |  | THOMAS | AV |  | ISSUED | 18-JUN-14 | JPG HOMEIMPROVEMENT INC | REPLACE HVAC WITH NEW DUCTS.
PMW20140618986 | 18-JUN-14 | 1133 |  | 19TH | ST |  | ISSUED | 18-JUN-14 | BLAZE FIREPLACES OF NO CAL | WORK CATEGORY: 2M ; INSTALL THREE FIREPLACES
PP20140618612 | 18-JUN-14 | 1929 |  | LAGUNA | ST | 0 | COMPLETE | 26-JUN-14 | PAUL A NOLAN PLUMB CONTR | SEWER TRAP REPLACEMENT.
PMW20140618991 | 18-JUN-14 | 4207 |  | 26TH | ST |  | ISSUED | 18-JUN-14 | BLAZE FIREPLACES OF NO CAL | WORK CATEGORY: 1M; INSTALL ONE FIREPLACE
PP20140618625 | 18-JUN-14 | 1243 |  | NORIEGA | ST |  | ISSUED | 18-JUN-14 | WARREN MANH YOUNG | REMOVE 2 PARTITION WALL & SUSHI BAR COUNTER CAP OFF WATER DRAINAGE ONE HAND SINK & RELOCATE
PP20140618604 | 18-JUN-14 | 1406 |  | THOMAS | AV |  | ISSUED | 18-JUN-14 | JPG HOMEIMPROVEMENT INC | NEW BATHROOM ON 3RD FLOOR RELOCATE KITCHEN ON 2ND FLOOR AND ADD HALF BATH AND A MASTER BATHROOM AND WATER HEATER.
PP20140618633 | 18-JUN-14 | 2442 |  | 40TH | AV |  | COMPLETE | 26-JUN-14 | HONG WEI CONSTRUCTION INC | TO COMPLY WITH COMPLAINT 201471091: COUNTER TOP SINK WATER PIPE AND SEWER PIPE WASHER AND DRYER.
PW20140618011 | 18-JUN-14 | 4312 |  | 19TH | ST |  | COMPLETE | 24-JUN-14 | BRIAN FUSCO PLUMBING | WORK CATEGORY: 1P; FINAL OUT EXISTING PERMITS: PW 20100914481 PW201217415;PP20120312082
PP20140618597 | 18-JUN-14 | 500 |  | LEAVENWORTH | ST | 409 | ISSUED | 18-JUN-14 | MANNY'S HANDYMAN INC. DBA: MHM CONSTR. | A
PP20140618629 | 18-JUN-14 | 1390 |  | MARKET | ST | 2107 | ISSUED | 18-JUN-14 | REEGS INC DBA MONTEREY CONSTRUCTION | REPLACE SINKS TUB SHOWER VALVE TOILET IN-KIND.
PP20140618602 | 18-JUN-14 | 217 | 219 | 10TH | AV |  | ISSUED | 18-JUN-14 | MEC CONSTRUCTION | REMODEL 3 APARTMENTS INCLUDING KITCHENS & BATHS.
PP20140618617 | 18-JUN-14 | 999 |  | UNKNOWN | * |  | FILED | 18-JUN-14 | CCSF DPW-BBR STEAMFITTERS/PLUMBERS | NEW BOILER INSTALLATION AT PIER 22 1/2 EMBARCADERO.
PP20140618620 | 18-JUN-14 | 1834 |  | BRODERICK | ST |  | ISSUED | 18-JUN-14 | COUCH PLUMBING | BATHROOM REMODEL WITH SHOWER PAN.
PW20140618985 | 18-JUN-14 | 211 |  | VERNON | ST |  | COMPLETE | 26-JUN-14 | ARB INC | WORK CATEGORY: 1P; GAS HOUSE LINE EXTENTION
PW20140618984 | 18-JUN-14 | 149 |  | NEW MONTGOMERY | ST |  | ISSUED | 18-JUN-14 | E. MITCHELL INC. | WORK CATEGORY: 2PA; INSTALL DRINKING FOUNTAIN
PW20140618015 | 18-JUN-14 | 425 |  | CALIFORNIA | ST |  | COMPLETE | 25-JUN-14 | RLH FIRE PROTECTION / CMA FIRE PROTECT | WORK CATEGORY: 4PB; RELOCATE 7 FIRE SPRINKLER HEADS 26TH FL. SUITE 2600 JOB # 1433571
PMW20140618020 | 18-JUN-14 | 952 |  | ELIZABETH | ST |  | ISSUED | 18-JUN-14 | OKELL'S FIREPLACES | WORK CATEGORY: 1M; INSTALL GAS FIREPLACE; GAS LINE WORK PERFORMED BY OTHERS
PW20140618983 | 18-JUN-14 | 930 |  | SHOTWELL | ST |  | ISSUED | 18-JUN-14 | BROSNAN PLUMBING | WORK CATEGORY: 2PB; ROUGH IN OF WATER GAS VALVES AND UNDERGROUND OUTSIDE OF BUILDING TO 2 UNITS WITH 31/2 BATHROOMS 1 FULL KITCHEN AND 1 LAUNDRY ROOM EACH.SHOWER PAN INSPECTIONSTRIM OUT OF 2 UNITS
PW20140618012 | 18-JUN-14 | 101 |  | MISSION | ST |  | COMPLETE | 24-JUN-14 | RLH FIRE PROTECTION / CMA FIRE PROTECT | WORK CATEGORY: 4PB; RELOCATE 2 FIRE SPRINKLER HEADS #325 3RD FL. JOB # 1433570
PW20140619043 | 19-JUN-14 | 1034 |  | FILBERT | ST |  | ISSUED | 19-JUN-14 | LUTZ PLUMBING INC | WORK CATEGORY: 1P; WATER HEATER REPLACEMENT
PP20140619662 | 19-JUN-14 | 3432 |  | TARAVAL | ST |  | COMPLETE | 23-JUN-14 | PERFECT CONNECTION INC. | INSTALLATION OF HOUSE TRAP.
PP20140619651 | 19-JUN-14 | 3928 |  | 20TH | ST |  | ISSUED | 19-JUN-14 | ROS PLUMBING | INSTALL RADIANT HEAT SYSTEM. INSTALL 3" FLUE TO ROOF
PP20140619652 | 19-JUN-14 | 650 |  | CALIFORNIA | ST | 0 | ISSUED | 19-JUN-14 | ALLIED FIRE PROTECTION | REPLACE FIRE PUMP TO MEET BAAQM STANDARDS
PP20140619649 | 19-JUN-14 | 431 |  | BRYANT | ST |  | ISSUED | 19-JUN-14 | D A DIETZ BUILDING CONSTRUCTION | RELOCATED TOILET AND SINK.
PW20140619026 | 19-JUN-14 | 212 |  | TERESITA | BL |  | COMPLETE | 26-JUN-14 | ARB INC | WORK CATEGORY: 1P; GAS HOUSE LINE EXTENTION
PP20140619659 | 19-JUN-14 | 26 |  | CONRAD | ST |  | ISSUED | 19-JUN-14 | T AND H PLUMBING CO. INC. | REMKODEL 3 BATHROOMS 1 KITCHEN - 3 TUBS 3 SINKS 3 TOILETS
PW20140619031 | 19-JUN-14 | 3027 |  | WASHINGTON | ST |  | COMPLETE | 26-JUN-14 | CAHILL AND KAVANAUGH INC * SEE NOTE* | WORK CATEGORY: 2PB; SEWER REPLACEMENT
PP20140619643 | 19-JUN-14 | 119 |  | 09TH | AV | 0 | ISSUED | 19-JUN-14 | OLIVE CONSTRUCTION | BATHROOM REMODEL BATHRUB TOILET VANITY REPLACE.
PMW20140619041 | 19-JUN-14 | 240 |  | BEACON | ST |  | ISSUED | 19-JUN-14 | BLAZE FIREPLACES OF NO CAL | WORK CATEGORY: 1M; INSTALL ONE INSERT FIREPLACE
PW20140619037 | 19-JUN-14 | 945 |  | GREEN | ST | 1 | ISSUED | 19-JUN-14 | THE LUNT MARYMOR CO. INC. | WORK CATEGORY: 3PA; PLUMBING INSTALLATIONS AND BACKFLOW PREVENTER
PW20140619052 | 19-JUN-14 | 2 |  | MONTALVO | AV |  | COMPLETE | 26-JUN-14 | DISCOUNT PLUMBING CO | WORK CATEGORY: 1P; HOUSE TRAP REPLACEMENT
PMW20140619027 | 19-JUN-14 | 2139 |  | GREEN | ST |  | ISSUED | 19-JUN-14 | M C L HEATING & AIR CONDITIONING INC | WORK CATEGORY: 1M; REPLACE EXISTING FURNACE WITH NEW.
PW20140619050 | 19-JUN-14 | 1308 |  | EDDY | ST |  | ISSUED | 19-JUN-14 | ALL VALLEY PLUMBING | WORK CATEGORY: 1P; REPLACEMENT OF LIKE FOR LIKE WATER HEATER
PP20140619665 | 19-JUN-14 | 950 |  | FRANKLIN | ST |  | ISSUED | 19-JUN-14 | A R PLUMBING | KITCHEN WATER HOT/COLD TUB & SHOWER VALVE LAVATORY WATER CLOSET REMOVE/REPLACE SHOWER TO WASHING MACHINE.
PW20140619025 | 19-JUN-14 | 171 |  | SOUTH PARK | * |  | CANCELED | 26-JUN-14 | ARB INC | WORK CATEGORY: 1P; GAS HOUSELINE EXTENTION
PP20140619660 | 19-JUN-14 | 2635 |  | HARRISON | ST |  | ISSUED | 19-JUN-14 | T AND H PLUMBING CO. INC. | REMODEL 2 BATHROOMS (2 TOILETS 2 SINKS 2 TUBS) KITCHEN REMODEL - SINK
PP20140619642 | 19-JUN-14 | 171 |  | RANDALL | ST |  | ISSUED | 19-JUN-14 | RED BOOT CONSTRUCTION | TO OBTAIN FINAL INSPECTION FOR PP20130116488
PMW20140619049 | 19-JUN-14 | 4651 |  | 19TH | ST |  | COMPLETE | 03-JUL-14 | DARIN C KIETH DBA: HOWE FURNACE | WORK CATEGORY: 1M; REPLACE EXISTING FURNACE AND 4" MB FLUE
PMW20140619048 | 19-JUN-14 | 227 |  | SHIELDS | ST |  | ISSUED | 19-JUN-14 | C J CONSTRUCTION | WORK CATEGORY: 1M; INSTALLATION OF NEW FURNACE
PW20140619038 | 19-JUN-14 | 219 |  | ANZAVISTA | AV |  | ISSUED | 19-JUN-14 | TROMBORG ROYAL PLUMBING & HEATING | WORK CATEGORY: 2PA; SHOWER PAN AND SHOWER DRAIN. KITCHEN REMODLE AND BATHROOM REMODLE ALL FIXTURES EXSTING AND IN SAME LOCATION.
PP20140619641 | 19-JUN-14 | 1444 |  | LA PLAYA | * | 1 | ISSUED | 19-JUN-14 | AARON GORDON CONSTRUCTION INC | REPLACE BATHROOM PLUMBING FIXTURES IN KIND & IN EXISTING LOCATION.
PMW20140619030 | 19-JUN-14 | 2170 |  | JACKSON | ST | 5 | ISSUED | 19-JUN-14 | TRAHAN AND SON'S DBA: PATRIOT MECHANICAL | WORK CATEGORY: 1M; VENTING OF LAUNDRY EXHAUST BATH EXHAUST FANS (5) DRYER AND FIREPLACE.
PW20140619040 | 19-JUN-14 | 358 |  | UTAH | ST |  | ISSUED | 19-JUN-14 | ALANSI'S ROOTER & PLUMBING | WORK CATEGORY: 1P; REROUTE DRAIN LINES WATER LINES AND GAS LINE IN THE BACK PORCH FOR THE WASHMACHINE STAND PIPE AND ALSO FOR THE UTILTY SINK. ALSO INSTALL PAN AND DRAIN LINE FOR WATER HEATER.
PP20140619640 | 19-JUN-14 | 1213 |  | VICENTE | ST |  | ISSUED | 19-JUN-14 | H D CONSTRUCTION COMPANY | MEZZ FLOOR: REMODEL ONE BATHROOM.
PP20140619650 | 19-JUN-14 | 812 | 816 | STANYAN | ST |  | ISSUED | 19-JUN-14 | ROS PLUMBING | ADDRESS ALSO INCLUDES 814 STANYAN ST: TO COMPLY WITH 3R REPROT APPLICATION #CC-7663
PP20140619644 | 19-JUN-14 | 215 |  | CLAREMONT | BL |  | ISSUED | 19-JUN-14 | HOMEOWNER'S PERMIT | REMODEL: REMOVE 1 BATHROOM. ADD 2 ADDITINAL BATHROOMS. NEW FIXTURES IN EXISTING BATHROOM. NEW KITCHEN FIXTURES (SINK DRAIN WASTE GARBAGE DISP.). RELOCATION OF WASHER/DRYER. NEW GAS LINE TO FURNACES WATER HEATER AND STOVE.
PW20140619044 | 19-JUN-14 | 600 |  | MONTGOMERY | ST |  | COMPLETE | 24-JUN-14 | AYOOB & PEERY PLUMBING | WORK CATEGORY: 4PB; 6 SPRINKLER HEAD RELOCATES ON 13TH FLOOR 14-627
PP20140619645 | 19-JUN-14 | 1406 |  | 15TH | ST | 0 | ISSUED | 19-JUN-14 | TODD FELIX COSTANZA | ADD LAUNDRY HOOK-UP IN KITCHEN. ADD NEW BATHROOM. REMODEL EXISTING BATHROOM.
PW20140619053 | 19-JUN-14 | 2044 |  | GREEN | ST | 0 | ISSUED | 19-JUN-14 | GARIBALDI PLUMBING COMPANY INC | WORK CATEGORY: 2PA; INSTALL NEW PLUMBING FIXTURES AT BATHROOMS.
PP20140619663 | 19-JUN-14 | 1660 |  | MASON | ST |  | COMPLETE | 19-JUN-14 | PERFECT CONNECTION INC. | WORK IN APT. #9: INSTALL WATER SERVICE 3/4" PIPE.
PW20140619054 | 19-JUN-14 | 914 |  | MINNESOTA | ST |  | COMPLETE | 26-JUN-14 | DANIEL P HEATH INC. | WORK CATEGORY: 1P; GAS LINE INSTALLATION. ACTUAL ADDRESS IS 810 MINNESOTA STREET. (NOT PROPER ADDRESS)
PW20140619047 | 19-JUN-14 | 1449 |  | FULTON | ST |  | ISSUED | 19-JUN-14 | ALANSI'S ROOTER & PLUMBING | WORK CATEGORY: 1P; TO COMPLY WITH PHYSICAL PLUMBING INSPECTION REPORT CC-7692.
PW20140619028 | 19-JUN-14 | 875 |  | POST | ST |  | ISSUED | 19-JUN-14 | J E BROWN CO MECHANICAL | WORK CATEGORY: 11P; INSTALLATION OF THE 3/4" BYPASS ASSEMBLY AND METER TO COMPLETE THE EXISTING ASSEMBLY.
PW20140619032 | 19-JUN-14 | 362 |  | SANCHEZ | ST | 0 | ISSUED | 19-JUN-14 | HEISE'S PLUMBING | WORK CATEGORY: 1P; KITCHEN REMODEL
PW20140619051 | 19-JUN-14 | 3033 |  | SACRAMENTO | ST |  | ISSUED | 19-JUN-14 | ALL VALLEY PLUMBING | WORK CATEGORY: 1P; REPLACEMENT OF LIKE FOR LIKE WATER HEATER
PP20140619655 | 19-JUN-14 | 136 |  | CORA | ST |  | COMPLETE | 24-JUN-14 | LEI'S CONSTRUCTION CO | REMOVE STOVE & HOOD SINK AT ILLEGAL UNIT PER PLAN
PW20140619029 | 19-JUN-14 | 266 |  | KING | ST |  | ISSUED | 19-JUN-14 | KMC DESIGN GROUP | WORK CATEGORY: 6PA; NEW RESTAURANT KMC# 14106
PP20140619657 | 19-JUN-14 | 2257 |  | CHESTNUT | ST |  | ISSUED | 19-JUN-14 | C & C GENERAL ENGINEERING INC. | INSTALL NEW FLOOR SINK HAND SINK
PP20140619639 | 19-JUN-14 | 3125 |  | FOLSOM | ST |  | ISSUED | 19-JUN-14 | H D CONSTRUCTION COMPANY | G/F: ADD 1 LAUNDRY ROOM 2 BATHROOMS 1 X 1/2 BATHROOM.
PP20140619647 | 19-JUN-14 | 125 |  | TRENTON | ST |  | ISSUED | 19-JUN-14 | TJ CONSTRUCTION | PREVIOUS PP20130614638 PULLED BY ANOTHER CONTRACTOR FOR 2 NEW BATHS 1 NEW KITCHEN & 1 HEATER
PW20140619046 | 19-JUN-14 | 227 |  | SHIELDS | ST |  | ISSUED | 19-JUN-14 | C J CONSTRUCTION | WORK CATEGORY: 2PB; KITCHEN AND BATHROOM REMODEL ON TOP FLOOR. NEW BATHROOM INCLUDING SHOWER PAN ON GROUND FLOOR. CHANGE OUT WATER HEATER.
PW20140619036 | 19-JUN-14 | 871 |  | SUTTER | ST | 0 | ISSUED | 19-JUN-14 | DOKE'S PLUMBING INC. | WORK CATEGORY: 6PA; KITCHEN REMODEL FIRST FLOOR AND BASEMENT.
PP20140619658 | 19-JUN-14 | 50 |  | WATT | AV |  | ISSUED | 19-JUN-14 | B D UNIQUE CONSTRUCTION CO | REMKODELING GFOUND FLOOR BATHROOM REMOVING THE EXISTING KITCHEN ON THE GROUND FLOOR. TOILET SHOWER PAN AND SINK
PW20140619034 | 19-JUN-14 | 161 |  | CRESTA VISTA | DR |  | ISSUED | 19-JUN-14 | DOKE'S PLUMBING INC. | WORK CATEGORY: 1P; KITCHEN REMODEL ON THE 2ND FLOOR. MASTER BATHROOM AND GUEST BATHROOM REMODEL ON THE 3RD FLOOR.
PP20140619664 | 19-JUN-14 | 425 | 425 | MARKET | ST | 2000 | ISSUED | 19-JUN-14 | SUPERIOR AUTOMATIC SPRINKLER | INSTALL 75 NEW FIRE SPRINKLERS AND SEISMIC UPGRADE AT THE 20TH FLR INSTALL 35 NEW FIRE SPRINKLERS AND SEISMIC UPGRADE AT THE 21ST FLOOR.
PP20140619648 | 19-JUN-14 | 288 |  | WILLIAMS | AV |  | ISSUED | 19-JUN-14 | LEI'S CONSTRUCTION CO | KITCHEN REMODEL
PW20140619055 | 19-JUN-14 | 142 |  | EWING | TR |  | ISSUED | 19-JUN-14 | A A CONSTRUCTION | WORK CATEGORY: 2PB; INTERIOR RENOVATION OF KITCHEN CONVERT POWDER ROOM TO FULL BATH RECONFIGURE MASTER BATH AND RECONFIGURE LAUNDRY.
PW20140619039 | 19-JUN-14 | 161 |  | 29TH | ST |  | COMPLETE | 23-JUN-14 | ROS PLUMBING | WORK CATEGORY: 1P; REPLACE 10' OF MAIN SEWER & HOUSE TRAP
PW20140619033 | 19-JUN-14 | 20 |  | CHENERY | ST |  | COMPLETE | 25-JUN-14 | 24/7 ROOTER AND PLUMBING SERVICES INC | WORK CATEGORY: 1P; REMOVE AND REPLACE HOUSE TRAP .. SEWER
PW20140619024 | 19-JUN-14 | 333 |  | MARKET | ST |  | COMPLETE | 25-JUN-14 | ANDERSON ROWE & BUCKLEY INC. | WORK CATEGORY: 4PB; FIRE PROTECTION TI ADD (1) AND RELOCATE (2). WELLS FARGO 30TH FL. AR&B # 14-119
PP20140619656 | 19-JUN-14 | 418 |  | VICTORIA | ST |  | ISSUED | 19-JUN-14 | BINGSHUO JACKY TANG | NEW BATHROOM ON GROUND FLOOR; SHOWER PAN
PM20140619653 | 19-JUN-14 | 642 |  | CENTRAL | AV | 0 | COMPLETE | 25-JUN-14 | SHANE O'MALLEY DBA GREENFLOW HVAC | REPLACE 6 FURNACES
PMW20140619042 | 19-JUN-14 | 187 |  | LOWER | TR |  | COMPLETE | 26-JUN-14 | WARM SOLUTIONS / AMERICAN CHIMENY SVCS | WORK CATEGORY: 1M; INSTALL A DIRECT VENT GAS APPLIANCE
PW20140619045 | 19-JUN-14 | 225 |  | WINDING | WY |  | COMPLETE | 25-JUN-14 | ARB INC | WORK CATEGORY: 1P; GAS HOUSE LINE EXTENSION
PW20140619035 | 19-JUN-14 | 2425 |  | GEARY | BL |  | COMPLETE | 27-JUN-14 | ARS INC. DBA RESCUE ROOTER | WORK CATEGORY: 1P; 40 FOOT TRENCHLESS SEWER REPLACEMENT BY LOADING DOCK AREA.
PP20140619646 | 19-JUN-14 | 177 |  | 28TH | ST |  | ISSUED | 19-JUN-14 | NORTH GATE BUILDERS INC | NEW FULL BATHROOM ON FIRST LEVEL - SHOWER VANITY SINK AND TOILET
PP20140619661 | 19-JUN-14 | 670 |  | COMMERCIAL | ST | B | ISSUED | 19-JUN-14 | C & L PLUMBING INC | ADDRESS CORRECTION FROM 760 TO 670B COMMERCIAL ST
PM20140619654 | 19-JUN-14 | 177 |  | 25TH | AV |  | ISSUED | 19-JUN-14 | SHANE O'MALLEY DBA GREENFLOW HVAC | CHANGE OF ADDRESS TO PERMIT PW20140609756
PM20140620675 | 20-JUN-14 | 853 |  | PERALTA | AV |  | ISSUED | 20-JUN-14 | HING WAH CONSTRUCTION INC | 1 NEW FURNACE
PP20140620680 | 20-JUN-14 | 358 |  | ELIZABETH | ST |  | ISSUED | 20-JUN-14 | A P TILE | INSTALLING 2 SHOWER PANS
PM20140620666 | 20-JUN-14 | 3251 |  | 20TH | AV | 0 | ISSUED | 20-JUN-14 | LARRATT BROS.PLBG. INC. | PVC FLUE FOR WATER HEATER FOR BLUE C SUSHI
PW20140620080 | 20-JUN-14 | 775 |  | 37TH | AV |  | ISSUED | 20-JUN-14 | BEST PLUMBING CHOICE | WORK CATEGORY: 2PA; ALTER EXISTING BATHROOM AND KITCHEN.
PP20140620681 | 20-JUN-14 | 400 |  | CRESCENT | AV |  | COMPLETE | 30-JUN-14 | OCCIDENTAL EXPRESS | REPLACING BROKEN SEWER
PM20140620691 | 20-JUN-14 | 268 |  | MADISON | ST |  | ISSUED | 20-JUN-14 | TRANSBAY BUILDERS INC. | TO RENEW EXPIRED PM 20130515757 DONE BY SAME CONTRACTOR FOR FINAL INSPECTION ONLY. ALL WORK IS COMPLETE.
PP20140620686 | 20-JUN-14 | 66 |  | CLEARY | CT | 801 | ISSUED | 20-JUN-14 | INFINITE CONSTRUCTION | MOVING HOT/COLD WATER LINE 8' FROM ORIGINAL LOCATION RELOCATE DRAIN LINE FOR WASHER
PP20140620689 | 20-JUN-14 | 1121 |  | KIRKHAM | ST |  | ISSUED | 20-JUN-14 | POWERUP DEVELOPMENT INC | RELOCATE GAS LINE TO NEW RANGE LOCATION INSTALL ALL THE APPLIANCES GARBAGE DISPOSAL DISHWASHER RANGE REFRIGERATOR. P-TRAP INSPECTION.
PW20140620065 | 20-JUN-14 | 3234 |  | WASHINGTON | ST |  | COMPLETE | 24-JUN-14 | GARCIA PLUMBING COMPANY INC | WORK CATEGORY: 1P; NEW GAS SUPPLY TO FUTURE OUTLET.
PW20140620056 | 20-JUN-14 | 3310 |  | MARKET | ST |  | ISSUED | 20-JUN-14 | MCLAUGHLIN PLUMBING | WORK CATEGORY: 2PA; ROUGH IN WASHER RELOCATION OF KITCHEN SINK 3' RELOCATION OF GAS TO RANGE.
PP20140620685 | 20-JUN-14 | 237 |  | ELLIS | ST |  | ISSUED | 20-JUN-14 | GAMBLE CONSTRUCTION | RELOCATE BATHROOM SINK ADD 2 SINK IN THE KITCHEN AREA.
PM20140620694 | 20-JUN-14 | 1081 |  | GOETTINGEN | ST |  | ISSUED | 20-JUN-14 | TRANSBAY BUILDERS INC. | NEW FURNACE.
PP20140620687 | 20-JUN-14 | 505 |  | OFARRELL | ST |  | ISSUED | 20-JUN-14 | S F GARAGE COMPANY INC. | INSTALL (N) 285 000 BTU BOILER WITH NEW RADIATORS THROUGHOUT.
PW20140620073 | 20-JUN-14 | 1645 |  | VAN NESS | AV |  | ISSUED | 20-JUN-14 | RLH FIRE PROTECTION / CMA FIRE PROTECT | WORK CATEGORY: 4PB; 10 RELOCATED SPRINKLER HEADS IN HARD-LID CEILING.
PW20140620079 | 20-JUN-14 | 984 |  | MISSION | ST |  | ISSUED | 20-JUN-14 | RLH FIRE PROTECTION / CMA FIRE PROTECT | WORK CATEGORY: 4PB; RELOCATE 8 ADD 22 DELETE 10 FIRE SPRINKLER HEADS. BASEMENT-1.
PW20140620078 | 20-JUN-14 | 8 |  | CALIFORNIA | ST |  | COMPLETE | 08-JUL-14 | DEJAGER & REILLY PLUMBING & HEATING | WORK CATEGORY: 1P; 3RD FLOOR: SINK FAUCET AND INSTA HOT. (COINCIDES WITH BUILDING PERMIT #201310290530)
PP20140620679 | 20-JUN-14 | 2001 |  | PIERCE | ST | 35 | ISSUED | 20-JUN-14 | MANNY'S HANDYMAN INC. DBA: MHM CONSTR. | UPDATE PLUMBING REPLACE TUB TOILET SINK IN BATHROOM; KITCHEN: RELOCATE DRAIN WATER SUPPLIES & ALL PLUMBING AS NEEDED
PMW20140620072 | 20-JUN-14 | 1049 |  | CHURCH | ST |  | ISSUED | 20-JUN-14 | PRECISION AIR SYSTEMS | WORK CATEGORY: 1M; RADIANT HEAT SYSTEM
PP20140620683 | 20-JUN-14 | 2026 |  | LOMBARD | ST |  | ISSUED | 20-JUN-14 | OCCIDENTAL EXPRESS | REMODELING BATHROOMS AS PER APPROVED PLANS INCLUDING SHOWER PAN
PW20140620066 | 20-JUN-14 | 40 |  | BALCETA | AV |  | ISSUED | 20-JUN-14 | RENSTROM PLMBG & HEATING | WORK CATEGORY: 1P; PARTIAL SEWER REPAIR
PP20140620678 | 20-JUN-14 | 1000 |  | CHESTNUT | ST |  | COMPLETE | 23-JUN-14 | PRO LINE PLUMBING | LEAK ON STACK 4" CUT AND REPAIR ALSO REPAIR 1/2 WATER LINE
PMW20140620064 | 20-JUN-14 | 208 |  | GRAFTON | AV |  | ISSUED | 20-JUN-14 | SCHMITT HEATING CO INC | WORK CATEGORY: 1M; REPLACE EXISTING FURNACE WITH NEW.
PP20140620667 | 20-JUN-14 | 389 |  | WARREN | DR |  | ISSUED | 20-JUN-14 | ALEXANDER BUILDERS INC | 2ND FLOOR: REWIRE BATHROOM AND INSTALL SHOWER PAN
PW20140620077 | 20-JUN-14 | 536 |  | FUNSTON | AV |  | COMPLETE | 26-JUN-14 | DBA ACE PLUMBING & ROOTER | WORK CATEGORY: 1P; REPLACE CLAY SEWER LATERAL WITH
PW20140620069 | 20-JUN-14 | 241 |  | TELEGRAPH HILL | BL | 3 | ISSUED | 20-JUN-14 | UNITED V I PLUMBING | WORK CATEGORY: 1P; MASTER BATH AND GUEST BATH RENOVATION NEW TUB/SHOWER VALVES NEW TUB NEW BATHROOM FACETS AND TOILETS ONLY.
PP20140620676 | 20-JUN-14 | 1035 |  | PINE | ST | 101 | ISSUED | 20-JUN-14 | MANNY'S HANDYMAN INC. DBA: MHM CONSTR. | RENOVATE KITCHEN & BATHROOM REPLACE TUB/TOILET SINK INSTALL NEW RELOCATE DRAIN IN KITCHEN AND ALL PLUMBING AS NEEDED.
PP20140620668 | 20-JUN-14 | 1125 |  | FRANCISCO | ST | 8 | ISSUED | 20-JUN-14 | MOONLIGHT PLUMBING | NEW LAUNDRY GAS TO DRYER CHANGE EXISTING TUB TO SHOWER REPLACE EXISTING FIXTURES IN THE SAME LOCATION
PP20140620670 | 20-JUN-14 | 903 |  | GUERRERO | ST |  | ISSUED | 20-JUN-14 | TOM STUCKY PLUMBING | BATHROOM REMODEL AND SHOWER PAN
PW20140620081 | 20-JUN-14 | 67 |  | DELMAR | ST |  | ISSUED | 20-JUN-14 | A AND T PLUMBING | WORK CATEGORY: 2PA; REMODEL ONE TOILET ONE SINK AND ONE SHOWER
PP20140620669 | 20-JUN-14 | 1450 |  | POST | ST | 808 | COMPLETE | 03-JUL-14 | SIMPLEX GRINNELL LP | REMOVE EXISTING SPRINKLER HEADS AND PIPING AT EXISTING KITCHENETTE THAT IS TO BE REMOVED ADD NEW RESIDENTIAL PENDENT FIRE SPRINKLER HEAD AT NEW LOCATION FOR KITCHEN.
PW20140620075 | 20-JUN-14 | 45 |  | BROSNAN | ST |  | ISSUED | 20-JUN-14 | BAY AREA MECHANICAL & ENG | WORK CATEGORY: 8P; REPLACE EXISTING HOT WATER HEATER AND STORAGE TANK.
PM20140620704 | 20-JUN-14 | 169 |  | STANYAN | ST |  | ISSUED | 20-JUN-14 | R & D CONSTRUCTION CO INC | 169 & 169A STANYAN - TO REPLACE TWO EXISTING FURNACES WITH NEW ONE
PP20140620682 | 20-JUN-14 | 710 |  | ELLIS | ST |  | ISSUED | 20-JUN-14 | OCCIDENTAL EXPRESS | INSTALLING PLUMBING FOR 2 SHOWERS AND 1 TOILET ON EACH OF TWO UPPER FLOOR (4 SHOWER PANS) (COMMON BATHROOMS FOR RESIDENTIAL HOTEL)
PW20140620058 | 20-JUN-14 | 267 |  | SAN CARLOS | ST |  | COMPLETE | 25-JUN-14 | ECONOMY PLUMBING | WORK CATEGORY: 1P; REPLACE SEWER LINE
PP20140620693 | 20-JUN-14 | 1081 |  | GOETTINGEN | ST |  | ISSUED | 20-JUN-14 | TRANSBAY BUILDERS INC. | NEW KITCHEN 2 BATHROOMS ROOM DOWNSTAIRS.
PP20140620696 | 20-JUN-14 | 919 |  | CHURCH | ST |  | ISSUED | 20-JUN-14 | ALLIANCE FIRE INC | FIRE SPRINKLER SYSTEM "NEW"
PP20140620673 | 20-JUN-14 | 2474 | 2476 | GREAT | HY |  | COMPLETE | 27-JUN-14 | PLUMBING TECH SEWER & REPIPE INC | 2 UNIT STACKED COPER RE-PIPE OF BOTH PROPERTIES A 30GAL. WATER HEATR ON 2474 PROPERTY ONLY
PW20140620067 | 20-JUN-14 | 101 |  | HOWARD | ST |  | ISSUED | 20-JUN-14 | AYOOB MECHANICAL INC | WORK CATEGORY: 5P; PUBLIC MENS AND WOMENS BATHROOMS ON THE GROUND FLOOR.
PP20140620699 | 20-JUN-14 | 845 |  | MARKET | ST | 0 | ISSUED | 20-JUN-14 | RCM FIRE PROTECTION INC. | SPACE 495 SAUCE ON THE SIDE - MODIFY EXISTING FIRE SPRINKLER SYSTEM TO ACCOMMODATE NEW WALL AND CEILING CHANGES TOTAL 86 SPRINKLERS.
PP20140620688 | 20-JUN-14 | 1055 |  | ELLIS | ST |  | ISSUED | 20-JUN-14 | ANDERSON ROWE & BUCKLEY INC. | REPLACE (2) EXISTING SINKS. 2ND LEVEL
PM20140620692 | 20-JUN-14 | 262 |  | MADISON | ST |  | ISSUED | 20-JUN-14 | TRANSBAY BUILDERS INC. | TO RENEW EXPIRED PM20130515755 DONE BY SAME CONTRACTOR FOR FINAL INSPECTION ONLY. ALL WORK IS COMPLETE.
PW20140620068 | 20-JUN-14 | 1455 |  | MARKET | ST |  | ISSUED | 20-JUN-14 | PRIBUSS ENGINEERING INC | WORK CATEGORY: 5P; JC3744. WORK ON 21ST FLOOR. FURNISH AND INSTALL (2) SINKS (2) CHRONOMITES (1) GARBAGE DISPOSER (1) WATER FILTER (8) WATER CLOSETS (2) URINALS (6) LAVATORY SINKS (2) FLOOR DRAINS & (2) SHOWERS. RELOCATE (2) WATER CLOSETS & (1) URINALS FOR ADA COMPLIANCE. PROVIDE CONNECTION FOR (1) DISHWASHER (2) REFRIGERATOR (1) COFFEE MAKER (1) COUNTER TOP WATER DISPENSER.
PP20140620700 | 20-JUN-14 | 142 |  | ELSIE | ST |  | COMPLETE | 25-JUN-14 | BRENDAN WATERS CONSTRUCTION | (1) SHOWER PAN INSPECTION
PW20140620074 | 20-JUN-14 | 840 |  | POWELL | ST | 0 | ISSUED | 20-JUN-14 | BAY AREA MECHANICAL & ENG | WORK CATEGORY: 8P; REPLACE EXISTING HOT WATER HEATER AND STORAGE TANKS.
PP20140620672 | 20-JUN-14 | 365 |  | 12TH | ST |  | COMPLETE | 26-JUN-14 | S AND G PLUMBING INC | WORK AT 365 - 367 12TH ST: REPLACE SECTION OF BATHTUB AND WASH BASIN WASTE AND VENT.
PP20140620695 | 20-JUN-14 | 865 |  | MARKET | ST |  | ISSUED | 20-JUN-14 | RCM FIRE PROTECTION INC. | SPACE #108 KATE SPADE- MODIFY EXISTING FIRE SPRINKLER SYSTEM TO ACCOMMODATE WALL AND CEILING CHANGES TOTAL 32 SPRINKLERS.
PW20140620061 | 20-JUN-14 | 32 |  | ASHBURY | ST |  | ISSUED | 20-JUN-14 | PRO PLUMBING | WORK CATEGORY: 2PA; PLUMBING FOR 32 AND 34 ASHBURY ST. TWO BATHROOMS ONE SINK ONE SHOWER AND ONE TUB IN EACH BATHROOM.
PW20140620060 | 20-JUN-14 | 1464 |  | 23RD | AV |  | ISSUED | 20-JUN-14 | DE BARRA PLUMBING | WORK CATEGORY: 2PA; NEW BATHROOM LOWER LEVEL. NEW BATHROOM AND KITCHEN UPPER LEVEL. LAUNDRY ROOM. 1 SHOWER PAN.
PW20140620057 | 20-JUN-14 | 2931 |  | 16TH | ST |  | ISSUED | 20-JUN-14 | T T LEE CORP DBA: ALLEN LEE PLUMBING | WORK CATEGORY: 1P; FINAL PLUMBING AMENDMENT TO PERMIT 484125
PM20140620690 | 20-JUN-14 | 1121 |  | KIRKHAM | ST |  | CANCELED | 25-JUN-14 | POWERUP DEVELOPMENT INC | INSTALL HOOD VENT INSTALL ALL APPLIANCES. RELOCATE DUCKWORK.
PMW20140620062 | 20-JUN-14 | 600 |  | 17TH | AV |  | COMPLETE | 24-JUN-14 | SCHMITT HEATING CO INC | WORK CATEGORY: 1M; APARTMENT #1: REPLACE EXISTING HEATING UNIT WITH NEW.
PP20140620701 | 20-JUN-14 | 1270 |  | 33RD | AV |  | COMPLETE | 25-JUN-14 | BRENDAN WATERS CONSTRUCTION | (1) SHOWER PAN INSPECTION
PP20140620677 | 20-JUN-14 | 110 |  | 05TH | ST |  | COMPLETE | 27-JUN-14 | TRANSBAY FIRE PROTECTION | ADD (9) SSP ADD (1) HANGER AND (4) END OF LINE RESTRAINTS
PW20140620070 | 20-JUN-14 | 650 |  | CALIFORNIA | ST | 0 | COMPLETE | 27-JUN-14 | AYOOB & PEERY PLUMBING | WORK CATEGORY: 4PB; 24TH FLOOR: 10 ADD 48 RELOCATES AND 5 REMOVE. 25TH FLOOR: 9 RELOCATES 14-678
PW20140620059 | 20-JUN-14 | 681 |  | PAGE | ST |  | ISSUED | 20-JUN-14 | PRO PLUMBING | WORK CATEGORY: 2PB; PLUMBING FOR 8 UNIT APARTMENT. NEW GAS LINE AND SEWER LINE. 11 BATHROOMS 8 KITCHENS 3 WASHERS SUMP PUMP WATER LINES FOR SOLAR HEATING.
PMW20140620071 | 20-JUN-14 | 1650 |  | MISSION | ST |  | ISSUED | 20-JUN-14 | WESTATES MECHANICAL CORP INC | WORK CATEGORY: 5M; REPLACE CHILLER. REPLACE COOLING TOWER.
PP20140620702 | 20-JUN-14 | 265 |  | LEE | AV |  | CANCELED | 01-JUL-14 | S Q CONSTRUCTION | INSTALL A NEW P-TRAP FOR SHOWER PAN INSTALL A NEW PEDESTAL SINK INSTALL SAME TOILET BOWL INSTALL A NEW WATER MIXER VALVE ONE HANDLE INSTALL A NEW PEDESTAL SINK FAUCET AND HOOKUP TO EXSITING DRAIN (SAME LAYOUT)
PP20140620703 | 20-JUN-14 | 169 |  | STANYAN | ST |  | ISSUED | 20-JUN-14 | R & D CONSTRUCTION CO INC | 169 & 169A STANYAN - UPGRADE ALL PLUMBING SYSTEM FOR INTERIOR WORK OF WHOLE HOUSE
PP20140620674 | 20-JUN-14 | 853 |  | PERALTA | AV |  | ISSUED | 20-JUN-14 | HING WAH CONSTRUCTION INC | 1 NEW 50 GALLON WATER HEATER 1 LAUNDRY 3 FULL BATHS AND 1 KITCHEN
PMW20140620063 | 20-JUN-14 | 1506 |  | JACKSON | ST |  | COMPLETE | 27-JUN-14 | BLAZE FIREPLACES OF NO CAL | WORK CATEGORY: 1M; INSTALL ONE FIREPLACE
PMW20140620076 | 20-JUN-14 | 2319 |  | WEBSTER | ST |  | ISSUED | 20-JUN-14 | PRECISION AIR SYSTEMS | WORK CATEGORY: 1M; INSTALLATION OF TWO FURNACES
PP20140620684 | 20-JUN-14 | 475 |  | RALSTON | ST |  | ISSUED | 20-JUN-14 | GARCIA PLUMBING COMPANY INC | NEW WASTE VENT WATER GAS SYSTEMS
PM20140620697 | 20-JUN-14 | 1424 |  | ULLOA | ST |  | ISSUED | 20-JUN-14 | ORTIZ HEATING AND AIR CONDITIONING | REPLACEMENT OF EXISTING FURNACE AND FLUE PIPE TO FURNACE & WATER HEATER
PP20140620698 | 20-JUN-14 | 407 |  | CORTLAND | AV |  | COMPLETE | 25-JUN-14 | BRENDAN WATERS CONSTRUCTION | (1) SHOWER PAN INSPECTION
PP20140620671 | 20-JUN-14 | 3001 |  | 25TH | ST | 1302 | COMPLETE | 25-JUN-14 | PETER MURPHY PLUMBING | GAS LINE FOR HEATER
PW20140621082 | 21-JUN-14 | 343 |  | FREDERICK | ST | 4 | ISSUED | 21-JUN-14 | ALLIANCE PLUMBING WORKS INC | WORK CATEGORY: 2PA; REMODEL KITCHEN AND NEW ON DEMAND WATER HEATER.
PW20140622085 | 22-JUN-14 | 631 |  | O'FARRELL | ST | 1112 | ISSUED | 22-JUN-14 | SAN YI PLUMBING LTD. | WORK CATEGORY: 1P; INSTALL NEW SHOWER VALE ONE TOILET ONE SINK AND ONE KITCHEN SINK.
PW20140622083 | 22-JUN-14 | 1118 |  | COLE | ST |  | COMPLETE | 26-JUN-14 | PARAMOUNT PLUMBING | WORK CATEGORY: 1P; HOUSE-TRAP REPLACEMENT.
PW20140622084 | 22-JUN-14 | 1314 |  | LARKIN | ST |  | COMPLETE | 27-JUN-14 | ARGYRIS PLUMBING | WORK CATEGORY: 1P; TO COMPLY WITH PHYSICAL INSPECTION REPORT #CC-7283 (PLUMBING REPORT)
PMW20140623100 | 23-JUN-14 | 1731 |  | LAWTON | ST |  | ISSUED | 23-JUN-14 | ASSOCIATED HEATING OF SF | WORK CATEGORY: 1M; FURNACE REPLACEMENT &DIRECT VENT WALL HEATER
PW20140623116 | 23-JUN-14 | 303 |  | 02ND | ST |  | COMPLETE | 24-JUN-14 | RLH FIRE PROTECTION / CMA FIRE PROTECT | WORK CATEGORY: 4PB; RELOCATE 10 ADD 3 FIRE SPRINKLERS 4TH FL. JOB # 1433522
PP20140623728 | 23-JUN-14 | 940 |  | GROVE | ST |  | ISSUED | 23-JUN-14 | MOUNTAIN BAY CONSTRUCTION | NEW FIRE SPRINKLERS IN BASEMENT AND GARAGE TO INCLUDE PIPING
PMW20140623094 | 23-JUN-14 | 168 |  | BAYVIEW | CR |  | ISSUED | 23-JUN-14 | BLAZE FIREPLACES OF NO CAL | WORK CATEGORY: 1M; INSTALL ONE FIREPLACE
PW20140623112 | 23-JUN-14 | 14 |  | ROSSI | AV |  | COMPLETE | 25-JUN-14 | GEORGE V SALET PLUMBING INC | WORK CATEGORY: 1P; INSTALL GAS LINE FROM MAIN TO GAS FIRE PLACE
PP20140623734 | 23-JUN-14 | 806 |  | 24TH | AV |  | ISSUED | 23-JUN-14 | ZEUS CONSTRUCTION CORP. | KITCHEN SINK INSTALLATION NEW DISHWASHER SHOWER MEMBRANE BATHROOM CONSTRUCTION @GARAGE LEVEL (PER PLAN); REPLACE ALL EXISTING PLUMBING FIXTURES NEW WATER LINE FOR ICE MAKER
PP20140623721 | 23-JUN-14 | 455 |  | MISSION BAY BLVD SOUTH | * | 0 | COMPLETE | 26-JUN-14 | THERMA CORPORATION | 5TH FLOOR UNIT 513 - REMOVE BACKFLOW DEVICE & CAP WATER LINE IN GLASSWASH ROOM 513
PP20140623731 | 23-JUN-14 | 2750 |  | JACKSON | ST |  | ISSUED | 23-JUN-14 | LEGACY MECHANICAL CORP | ALTERATION OF EXISTING SPACE HEATING AND INSTALL NEW PIPING.
PP20140623739 | 23-JUN-14 | 747 |  | ELLIS | ST |  | ISSUED | 23-JUN-14 | CORNELY COMPANY | REMOVE OLD BOILER INSTALL NEW PEERLESS MODEL 64-07 LOW PRESSURE STEAM BOILER (JOB #B3098)
PP20140623738 | 23-JUN-14 | 115 |  | GOUGH | ST |  | ISSUED | 23-JUN-14 | CORNELY COMPANY | REMOVE OLD & INSTALL NEW 200 GALLON TANK (JOB#B3099)
PP20140623708 | 23-JUN-14 | 1177 |  | CALIFORNIA | ST | 0 | ISSUED | 23-JUN-14 | ALL PRO COPPER REPIPES INC. | REPLACING A COLD GALVANIZE WATER LINE WITH A COPPER WATER LINE (6") IN THE PARKING STRUCTURE (COMMON AREA)
PP20140623720 | 23-JUN-14 | 155 |  | HANCOCK | ST | 5 | ISSUED | 23-JUN-14 | WEI'S CONSTRUCTION CO | KITCHEN REMODELING.
PP20140623712 | 23-JUN-14 | 4194 |  | 17TH | ST |  | ISSUED | 23-JUN-14 | RICKY'S PLUMBING INC | ROUGH IN AND INSTALL 4 TOILETS TWO BATH TUBS 2 SHOWERS 4 LAVATORY SINKS AND 2 WASHER 2 DRYER AND 2 KITCHEN SINKS (2 UNITS)
PP20140623732 | 23-JUN-14 | 3730 |  | FILLMORE | ST | 0 | ISSUED | 23-JUN-14 | DRAGONWERKS | INSTALLATION OF REPLACEMENT VANITY.
PW20140623101 | 23-JUN-14 | 750 |  | 21ST | AV |  | COMPLETE | 25-JUN-14 | DE BARRA PLUMBING | WORK CATEGORY: 1P; ADD ON TO PERMIT NUMBER PW20140225224 ADDRESS 750 AND 752 21ST AVE
PW20140623105 | 23-JUN-14 | 378 |  | SUSSEX | ST |  | ISSUED | 23-JUN-14 | GARZAC PLUMBING | WORK CATEGORY: 2PB; ROUGH AND FINISH TRIM INSTALLATION FOR 1 BATHROOM CONSISTING OF 1 TOILET 1 SINK 1 SHOWER AND SHOWER PAN. INSTALLATION OF 1 TANK LESS WATER HEATER. GAS LINE TO 1 TANK LESS WATER HEATER AND FAU
PP20140623723 | 23-JUN-14 | 15 |  | PUTNAM | ST |  | COMPLETE | 25-JUN-14 | ARTISTIC GEOMETRY INC | CORRECTION OF ADDRESS FOR PP20140623722
PMW20140623103 | 23-JUN-14 | 2245 |  | CABRILLO | ST |  | ISSUED | 23-JUN-14 | ASSOCIATED HEATING OF SF | WORK CATEGORY: 2M ; 6 FORCED AIR FURNACE & FLUE REPLACEMENTS.APARTMENTS #1 #2 #3 #4 #5 #6
PMW20140623102 | 23-JUN-14 | 795 |  | SAN JOSE | AV |  | ISSUED | 23-JUN-14 | ASSOCIATED HEATING OF SF | WORK CATEGORY: 1M; FURNACE & FLUE INSTALLATION
PP20140623716 | 23-JUN-14 | 1557 |  | SANCHEZ | ST |  | ISSUED | 23-JUN-14 | L C PLUMBING & FIRE PROTECTION INC | ONE FULL BATHROOM ONE FLOOR DRAIN ONE TRENCH DRAIN AND ONE WASHER AND DRYER 1 SUMP PUMP
PMW20140623097 | 23-JUN-14 | 2443 |  | 27TH | AV |  | ISSUED | 23-JUN-14 | ASSOCIATED HEATING OF SF | WORK CATEGORY: 1M; FURNACE & FLUE REPLACEMENT
PP20140623706 | 23-JUN-14 | 2250 |  | HAYES | ST |  | ISSUED | 23-JUN-14 | BAY CITIES FIRE PROTECTION | INSTALLATION FIRE SPRINKLER ON 3 FLOORS.
PP20140623709 | 23-JUN-14 | 146 |  | EVERSON | ST |  | ISSUED | 23-JUN-14 | CUSTOM CARPENTRY | REPLACE TUB REPLACE SHOWER VALVE REPLACE TOILET REPLACE VANITY SINK
PMW20140623111 | 23-JUN-14 | 60 |  | MANCHESTER | ST |  | ISSUED | 23-JUN-14 | PENINSULA HEATING | WORK CATEGORY: 1M; INSTALLED NEW FURNACE AND DUCT WORK
PW20140623107 | 23-JUN-14 | 101 |  | TOWNSEND | ST |  | ISSUED | 23-JUN-14 | O'CONNOR PLUMBING & FIRE PROTECTION | WORK CATEGORY: 2PB; PROVIDE NEW WATER SERVICE FROM CURB TO BUILDING. PROVIDE NEW UNDERGROUND SEWER LINE FROM CURB TO BUILDING. PROVIDE NEW SEWER EJECTOR PUMP WITH ALARM.
PM20140623736 | 23-JUN-14 | 806 |  | 24TH | AV |  | ISSUED | 23-JUN-14 | ZEUS CONSTRUCTION CORP. | NEW RADIANT FLOOR HEATING SYSTEM INSTALLATION PER PLAN
PW20140623093 | 23-JUN-14 | 2520 |  | BROADWAY | * |  | COMPLETE | 26-JUN-14 | FLOW TEC INC | WORK CATEGORY: 1P; REPAIR LEAKING KITCHEN DRAIN PIPE.
PP20140623719 | 23-JUN-14 | 227 |  | CENTRAL | AV |  | ISSUED | 23-JUN-14 | G N T | REMODEL KITCHEN AND 2.5 BATH WITH 2 SHOWER PANS
PMW20140623118 | 23-JUN-14 | 130 |  | 21ST | AV |  | ISSUED | 23-JUN-14 | OKELL'S FIREPLACES | WORK CATEGORY: 1M; INSTALL GAS FIREPLACE; GAS LINE WORK PERFORMED BY OTHERS
PW20140623090 | 23-JUN-14 | 1961 |  | HAYES | ST |  | ISSUED | 23-JUN-14 | GAGNE BROS. DBA BENJAMIN FRANKLIN PLUMBI | WORK CATEGORY: 1P; INSTALL 40 GALLON WATER HEATERS
PP20140623717 | 23-JUN-14 | 751 |  | 41ST | AV |  | COMPLETE | 25-JUN-14 | BELL PLUMBING NORTH INC. | SEWER LINE REPLACEMENT.
PW20140623089 | 23-JUN-14 | 508 |  | PRECITA | AV |  | ISSUED | 23-JUN-14 | 24/7 ROOTER AND PLUMBING SERVICES INC | WORK CATEGORY: 1P; R/R SEWER HOUSE TRAP AND APPROXIMATELY 10 FEET OF SEWER PIPE.
PW20140623099 | 23-JUN-14 | 127 |  | STILLINGS | AV |  | ISSUED | 23-JUN-14 | DBA ACE PLUMBING & ROOTER | WORK CATEGORY: 1P; REMODELING 2 BATHROOMS
PMW20140623087 | 23-JUN-14 | 330 |  | PIERCE | ST |  | COMPLETE | 30-JUN-14 | STATE SHEET METAL WORKSINC. | WORK CATEGORY: 1M; ADDING FIRE DAMPERS TO EXISTING DUCTING IN GARAGE AREA.
PMW20140623119 | 23-JUN-14 | 812 |  | STANYAN | ST | 0 | COMPLETE | 30-JUN-14 | M C L HEATING & AIR CONDITIONING INC | WORK CATEGORY: 1M; TO CURE ITEMS NAMED IN REPORT CC - 7663
PP20140623722 | 23-JUN-14 | 200 |  | AMBER | DR |  | ISSUED | 23-JUN-14 | ARTISTIC GEOMETRY INC | WATER PROOFING INSPECTION FOR ONE SHOWER FLOOR
PM20140623733 | 23-JUN-14 | 173 |  | VENUS | ST |  | ISSUED | 23-JUN-14 | D & W HVAC INC. | (1) GAS FURNACE FLUE AND DUCTWORK.
PW20140623092 | 23-JUN-14 | 3376 |  | 18TH | ST |  | ISSUED | 23-JUN-14 | PAGCO CONSTRUCTION INC. | WORK CATEGORY: 2PB; NEW BATHROOM (TOILET AND SINK) AND GAS LINE.
PM20140623726 | 23-JUN-14 | 1366 |  | 47TH | AV | A | ISSUED | 23-JUN-14 | M T CONSTRUCTION INC | INSTALL (1) GAS HEATER (NEW).
PP20140623724 | 23-JUN-14 | 168 |  | ALBION | ST |  | ISSUED | 23-JUN-14 | ULTRA CONSTRUCTION | RENEWAL OF PP20121101770RENEWAL OF PP20121101770
PP20140623715 | 23-JUN-14 | 2135 |  | MISSION | ST | 0 | COMPLETE | 03-JUL-14 | R. E. M. BOILER | OBTAIN NECESSARY PERMIT FOR INSPECTION TO CLEAR NOV #201476751. REPLACE ROTTED CAST IRON DRAIN AND VENTS AT BACK OF BLDG.
PP20140623718 | 23-JUN-14 | 215 |  | AVILA | ST |  | ISSUED | 23-JUN-14 | J & A STONE AND TILE INC | ONE SHOWER PAN ONLY
PW20140623095 | 23-JUN-14 | 1963 |  | HAYES | ST |  | ISSUED | 23-JUN-14 | GAGNE BROS. DBA BENJAMIN FRANKLIN PLUMBI | WORK CATEGORY: 1P; INSTALL 40 GALLON WATER HEATER
PW20140623117 | 23-JUN-14 | 595 |  | MARKET | ST |  | COMPLETE | 30-JUN-14 | RLH FIRE PROTECTION / CMA FIRE PROTECT | WORK CATEGORY: 4PB; ADD 3 RELOCATE 7 FIRE SPRINKLERS 25TH FL. JOB # 1433555
PP20140623737 | 23-JUN-14 | 600 |  | STANYAN | ST | 101 | ISSUED | 23-JUN-14 | MANNY'S HANDYMAN INC. DBA: MHM CONSTR. | UNDERGROUND PLUMBING RELOCATED KITCHEN AND BATHROOM ON BOTTOM UNIT REPLACE TOILETS TUBS AND ALL PLUMBING AS NEEDED SHOWER PAN INSTALL ON BOTTOM UNIT.
PW20140623115 | 23-JUN-14 | 814 |  | 30TH | AV |  | ISSUED | 23-JUN-14 | GEORGE V SALET PLUMBING INC | WORK CATEGORY: 2PB; UNDERGROUND PLUMBING PLUS (2) BATHROOMS AND (1) KITCHEN
PW20140623091 | 23-JUN-14 | 124 |  | ALPINE | TR |  | COMPLETE | 24-JUN-14 | STONECRAFT TILE COMPANY | WORK CATEGORY: 2PA; INSTALLATION OF ONE SHOWER PAN AT THE SECOND FLOOR MASTER BATHROOM.
PP20140623705 | 23-JUN-14 | 821 |  | ARGUELLO | BL |  | ISSUED | 23-JUN-14 | FRANK LAU CONSTRUCTION CO | REPLACE WATER HEATER
PM20140623707 | 23-JUN-14 | 80 |  | PARNASSUS | AV |  | ISSUED | 23-JUN-14 | PENINSULA HEATING | INSTALL REPLACEMENT FURNACE IN ATTIC
PW20140623086 | 23-JUN-14 | 2221 |  | CLEMENT | ST |  | COMPLETE | 02-JUL-14 | SIMPLY BUILDING INC | WORK CATEGORY: 6PA; REPLACE TOILET AND SINK.
PW20140623109 | 23-JUN-14 | 345 |  | SPEAR | ST | 0 | ISSUED | 23-JUN-14 | AYOOB & PEERY PLUMBING | WORK CATEGORY: 2PA; REST ROOM AND BREAK ROOM WORK 14-061
PP20140623714 | 23-JUN-14 | 2022 |  | JUDAH | ST |  | ISSUED | 23-JUN-14 | SKYLAND CONSTRUCTION INC. | KITCHEN & BATHROOM REMODEL.
PP20140623727 | 23-JUN-14 | 644 |  | BROADWAY | * |  | COMPLETE | 27-JUN-14 | CISCO FIRE SPRINKLERS INC. | FIRE SPRINKLER ON 4TH FL. INSTALL 5 NEW & RELOCATE 4 (E)
PW20140623108 | 23-JUN-14 | 101 |  | CALIFORNIA | ST |  | ISSUED | 23-JUN-14 | ANDERSON ROWE & BUCKLEY INC. | WORK CATEGORY: 11P; INSTALL MAKE UP WATER BACKFLOW PREVENTER GROUND FLOOR. ASR&B JOB # 13-225
PP20140623711 | 23-JUN-14 | 531 |  | 45TH | AV |  | ISSUED | 23-JUN-14 | FLOW MASTERS PLUMBING INC | REMODEL EXISTING KITCHEN POWDER ROOM ADD BATHROOM ON GROUND FLOOR - SINK TOILET AND TUB
PW20140623120 | 23-JUN-14 | 3238 |  | JENNINGS | ST |  | COMPLETE | 26-JUN-14 | HEGARTY PLUMBING | WORK CATEGORY: 1P; FINAL INSPECTION 1 BATHROOM
PP20140623730 | 23-JUN-14 | 1515 |  | PALOU | AV |  | ISSUED | 24-JUN-14 | GAGNE BROS. DBA BENJAMIN FRANKLIN PLUMBI | EMERGENCY SEWER LINE REPLACEMENT
PP20140623710 | 23-JUN-14 | 650 |  | GENNESSEE | ST |  | ISSUED | 23-JUN-14 | ZIARNO CUSTOM BUILDER | REPLACE KITCHEN FIXTURES - SINK/DISPOSAL/GAS
PW20140623088 | 23-JUN-14 | 189 |  | CRESCENT | AV |  | COMPLETE | 30-JUN-14 | 24/7 ROOTER AND PLUMBING SERVICES INC | WORK CATEGORY: 1P; REMOVE AND REPLACE HOUSE TRAP AND APPROXIMATELY 25 FEET OF SEWER PIPE.
PW20140623114 | 23-JUN-14 | 71 |  | STEVENSON | ST |  | COMPLETE | 30-JUN-14 | RLH FIRE PROTECTION / CMA FIRE PROTECT | WORK CATEGORY: 4PB; RELOCATE 6 FIRE SPRINKLER HEADS 7TH FL. JOB # 1433551
PW20140623104 | 23-JUN-14 | 327 |  | VIENNA | ST |  | ISSUED | 23-JUN-14 | RUBY PLUMBING & ELECTRICAL | WORK CATEGORY: 1P; REMODEL KITCHEN & 2 BATHROOM REPLACE WIRING PLUMBING & ELECTRICAL.
PP20140623725 | 23-JUN-14 | 58 |  | WAWONA | ST |  | ISSUED | 23-JUN-14 | ALIOTO CUSTOM BUILDING & REMODELING | NEW SINK AND PTRAP SUPPLY WATER LINE TO NEW FRIDGE LOCATION
PMW20140623098 | 23-JUN-14 | 354 |  | CASTRO | ST | 0 | ISSUED | 23-JUN-14 | ASSOCIATED HEATING OF SF | WORK CATEGORY: 1M; FURNACE REPLACEMENT
PMW20140623106 | 23-JUN-14 | 3717 |  | 20TH | ST | 0 | ISSUED | 23-JUN-14 | AIR FLOW PRO'S | WORK CATEGORY: 1M; CHANGEOUT OF EXISTING FURNACE
PP20140623713 | 23-JUN-14 | 2250 |  | VALLEJO | ST | 0 | ISSUED | 23-JUN-14 | RICKY'S PLUMBING INC | ROUGH IN AND INSTALL ALL PLUMBING THROUGHOUT RESIDENCE
PM20140623729 | 23-JUN-14 | 207 |  | PRINCETON | ST |  | ISSUED | 23-JUN-14 | J A B CONSTRUCTION | GARAGE LEVEL: FURNACE REPLACEMENT ONLY
PW20140623110 | 23-JUN-14 | 490 |  | LISBON | ST | 0 | ISSUED | 23-JUN-14 | RUBY PLUMBING & ELECTRICAL | WORK CATEGORY: 2PA; REMODEL BATH ROOM & KITCHEN AT 490 LISBONS ST.UNIT.
PW20140623096 | 23-JUN-14 | 1965 |  | HAYES | ST |  | ISSUED | 23-JUN-14 | GAGNE BROS. DBA BENJAMIN FRANKLIN PLUMBI | WORK CATEGORY: 1P; INSTALL 40 GALLON WATER HEATER
PW20140623113 | 23-JUN-14 | 2775 |  | VALLEJO | ST |  | ISSUED | 23-JUN-14 | PLUMBWORKS INC. /CHRIS GOODWIN PLUMBING | WORK CATEGORY: 2PB; 6.5 BATH 2 KITCHENS 1 LAUNDRY 8 ROOF DRAINS FLOOR SINK AREA DRAIN DHW STORAGE TANK NEW WATER GAS DWV THROUGHOPUT DOMESTIC AND RAINWATER SEWER SERVICE WATER SERVICE OTHER MISC PLUMBING.
PP20140623735 | 23-JUN-14 | 212 |  | FRANCISCO | ST |  | COMPLETE | 03-JUL-14 | PKM BUILDERS INC | RUN NEW WATER HOSE BIB
PMW20140624136 | 24-JUN-14 | 1865 |  | FUNSTON | AV |  | ISSUED | 24-JUN-14 | APOLLO HEATING & VENT | WORK CATEGORY: 1M; FURNACE REPLACEMENT
PP20140624740 | 24-JUN-14 | 560 |  | PRECITA | AV |  | ISSUED | 24-JUN-14 | HOMEOWNER'S PERMIT | HORIZONTAL ADDITION KITCHEN BATHROOM LAUNDRY (MISC.) - WATER DWV GAS RWL.
PP20140624769 | 24-JUN-14 | 1155 |  | JONES | ST |  | ISSUED | 24-JUN-14 | MASHAL BUILDERS & CONTRACTORS INC | UNITS 105/107/208/308/405/408/507/606/607: EACH UNIT: REMODEL KITCHEN AND BATHROOM.
PW20140624134 | 24-JUN-14 | 111 |  | JOOST | AV |  | COMPLETE | 01-JUL-14 | ARB INC | WORK CATEGORY: 1P; GAS HOUSE LINE EXTENSION.
PW20140624140 | 24-JUN-14 | 3867 |  | WASHINGTON | ST |  | ISSUED | 24-JUN-14 | ARCH PLUMBING INC | WORK CATEGORY: 3PA; PLUMBING FOR SINGLE FAMILY RESIDENCE PLUS NEW ADDITION TO INCLUDE ALL PLUMBING.TO INCLUDE WASTE VENTS WATER LINES GAS LINES ROOF DRAINS EXHAUST FANS.& SEWER AND WATER UPGRADE FIRE PLACE. UNDERGROUND 3 POWDER ROOMS 2 FULL BATHROOMS AND 1 MASTER BATHROOM.KITCHEN LAUNDRY PATIO. EQUIPMENT (BBQ AND FIRE PIT)
PP20140624755 | 24-JUN-14 | 746 |  | 38TH | AV |  | ISSUED | 24-JUN-14 | L H GAO CONSTRUCTION | 2ND FLOOR: REMODEL (E) KITCHEN BAHTROOM. CONVERT (E) 1/2 BATH TO A FULL MASTER BATH.
PP20140624770 | 24-JUN-14 | 195 |  | CLEARFIELD | DR |  | ISSUED | 24-JUN-14 | ROYAL ALLIED INCORPORATED | KITCHEN REMODEL: LOWER PLUMBING LINE & ADD FRIDGE WATER SUPPLY.
PP20140624753 | 24-JUN-14 | 1820 |  | VAN NESS | AV |  | ISSUED | 24-JUN-14 | LARA CONSTRUCTION (KALIX INC) | BUILD ADA COMPLIANT BATH BUILD KITCHENETTE.
PP20140624752 | 24-JUN-14 | 251 |  | ARKANSAS | ST |  | COMPLETE | 26-JUN-14 | O'REILLY TILE DESIGN LLC | 4 SHOWER PANS FOR 3 UNITS.
PP20140624764 | 24-JUN-14 | 839 |  | LEAVENWORTH | ST | 510 | ISSUED | 25-JUN-14 | NOMELLINI CONSTRUCTION | INSTALL PLUMBING TO PROPER HEIGHTS AND CODES FOR NEW KITCHEN & BATHROOM REMODELS.
PW20140624132 | 24-JUN-14 | 1476 |  | WILLARD | ST |  | ISSUED | 24-JUN-14 | HEISE'S PLUMBING | WORK CATEGORY: 1P; KITCHEN REMODEL
PP20140624761 | 24-JUN-14 | 25 |  | KEYSTONE | WY |  | COMPLETE | 30-JUN-14 | SCHICKER INC DBA RE-BATH BY SCHICKER | REPLACE EXISTING SHOWER PAN FIRST FLOOR PLUMBING FIXTURES.
PP20140624762 | 24-JUN-14 | 315 |  | LAUREL | ST |  | COMPLETE | 02-JUL-14 | PIPE SPY INC | REF PP20140604266 C/N.
PW20140624137 | 24-JUN-14 | 101 |  | CALIFORNIA | ST |  | ISSUED | 24-JUN-14 | AMORES PLUMBING COMPANY | WORK CATEGORY: 5P; ROUGH-IN AND TRIM 1 COFFEE SINK 1 INSTANTANEOUS WATER HEATER 1 DISPOSAL 1 DISHWASHER 1 WATER FILTER.
PW20140624150 | 24-JUN-14 | 1 |  | CRESTMONT | DR | 0 | ISSUED | 24-JUN-14 | ARGYRIS PLUMBING | WORK CATEGORY: 1P; REMODEL GROUND FLOOR BATHROOM.
PP20140624765 | 24-JUN-14 | 1053 |  | BROADWAY | * |  | ISSUED | 25-JUN-14 | NOMELLINI CONSTRUCTION | INSTALL PLUMBING TO OPER HEIGHTS AND CODES FOR NEW KITCHEN & BATHROOM REMODELS.
PW20140624124 | 24-JUN-14 | 160 |  | SPEAR | ST |  | COMPLETE | 09-JUL-14 | PRIBUSS ENGINEERING INC | WORK CATEGORY: 4PB; JC3774 - FIRE SPRINKLER T.I.
PW20140624131 | 24-JUN-14 | 2300 |  | BAY | ST |  | COMPLETE | 27-JUN-14 | C R REICHEL ENGINEERING | WORK CATEGORY: 1P; NEW BACKFLOW DEVICE ON STEAM HEATING BOILER
PP20140624760 | 24-JUN-14 | 499 |  | ILLINOIS | ST |  | ISSUED | 24-JUN-14 | KDS PLUMBING INC | NEW RESTROOM ON 5/F AND WASTE PIPING IN 4/F CIELING FOR FUTURE LAB ON 5/F.
PW20140624128 | 24-JUN-14 | 318 |  | SARGENT | ST |  | COMPLETE | 02-JUL-14 | ARB INC | WORK CATEGORY: 1P; GAS HOUSELINE EXTENSION
PP20140624757 | 24-JUN-14 | 2101 |  | JERROLD | AV |  | COMPLETE | 26-JUN-14 | CENTRAL REFRIGERATION CO | CONNECT EVAPORATOR COILS TO EXISTING DRAIN LINE CONDENSATION
PW20140624122 | 24-JUN-14 | 500 |  | TERRY A. FRANCOIS | BL |  | COMPLETE | 26-JUN-14 | GOLDEN GATE FIRE PROTECTION INC | WORK CATEGORY: 4PB; RELOCATE 6 EXISTING SPRINKLER UP RIGHT TO PENDANTS IN NEW HARD LID CEILING ON THE GROUND FL GGFP #14187
PP20140624756 | 24-JUN-14 | 300 |  | BERRY | ST | 201 | COMPLETE | 26-JUN-14 | CAR CONSTRUCTION | REPLACEMENT OF KITCHEN FAUCET AND SINK. REPLACE ANGLE STOPS.
PW20140624126 | 24-JUN-14 | 1346 |  | LEAVENWORTH | ST | 0 | ISSUED | 24-JUN-14 | BAY HYDRONIC | WORK CATEGORY: 8P; RADIANT HEAT INSTALLATION
PMW20140624148 | 24-JUN-14 | 150 |  | CARMEL | ST |  | ISSUED | 24-JUN-14 | WEST COAST INSULATION | WORK CATEGORY: 1M; INSTALL ONE DIRECT VENT FIREPLACE
PP20140624750 | 24-JUN-14 | 158 |  | BEVERLY | ST |  | ISSUED | 24-JUN-14 | GREEN METRO INC | REMODEL KITCHEN (NOT WALL CHANGE) INSTALL LIGHTS WITHOUT CHANGING FIXTURE LOCATION. DRYROT REPLACE THE WINDOW CASING EXTERIOR SIDING; REPAIR THE DRYROT AROUND SLIDING DOOR IN LIGHT WELL (NOT STREET REVIEW).
PW20140624149 | 24-JUN-14 | 61 |  | DIVISADERO | ST |  | ISSUED | 24-JUN-14 | THOMAS FRIEL PLUMBING | WORK CATEGORY: 2PB; 61 DIVISADERO UNIT # 2NEW KITCHEN AND 3 PIECE BATH. RELOCATE GAS LINE TO RANGE.
PW20140624144 | 24-JUN-14 | 4615 |  | 18TH | ST |  | ISSUED | 24-JUN-14 | TAVOR PLUMBING | WORK CATEGORY: 1P; REPLACE WATER HEATER
PW20140624145 | 24-JUN-14 | 100 |  | 01ST | ST |  | ISSUED | 24-JUN-14 | AYOOB & PEERY PLUMBING | WORK CATEGORY: 4PB; SPRINKLER WORK: UNDER 7 HEADS 14-690
PP20140624763 | 24-JUN-14 | 78 |  | PARKER | AV | 4 | ISSUED | 25-JUN-14 | NOMELLINI CONSTRUCTION | UNIT# 4 INSTALL PLUMBING TO PROPER HEIGHTS AND COES FOR NEW KITCHEN & BATHROOM REMODELS.
PM20140624742 | 24-JUN-14 | 729 | 731 | NORTH POINT | ST |  | ISSUED | 24-JUN-14 | C P SHEET METAL | NEW FLUES FOR W/H & FURNACE AND DUCTWORK.
PP20140624748 | 24-JUN-14 | 522 |  | 25TH | AV | 0 | COMPLETE | 26-JUN-14 | DBA ACE PLUMBING & ROOTER | SEWER REPLACEMENT
PW20140624135 | 24-JUN-14 | 4436 |  | 25TH | ST |  | ISSUED | 24-JUN-14 | AFFORDABLE WATER HEATERS AND PLUMBING IN | WORK CATEGORY: 1P; REPLACE WATER HEATER SAME SIZE SAME LOCATION
PW20140624127 | 24-JUN-14 | 1320 |  | CAYUGA | AV |  | COMPLETE | 24-JUN-14 | ARB INC | WORK CATEGORY: 1P; GAS HOUSE LINE EXTENSION.
PP20140624758 | 24-JUN-14 | 555 |  | CALIFORNIA | ST |  | ISSUED | 24-JUN-14 | AYOOB & PEERY PLUMBING | 31/F: INSTALLATOING OF KITCHEN SINKS [14-057] ON-SITE CONTACT: JOE BURNS 415.531.6726.
PP20140624749 | 24-JUN-14 | 410 |  | GELLERT | DR |  | ISSUED | 24-JUN-14 | N D EUROPEAN TILE CO | SHOWER PAN.
PP20140624771 | 24-JUN-14 | 50 |  | TURK | ST | 40 | COMPLETE | 27-JUN-14 | M 2 DESIGN (CK ID) | ROOM #40: INSTALL NEW TUB/TRAP
PP20140624745 | 24-JUN-14 | 1 |  | CAPITOL | AV |  | ISSUED | 24-JUN-14 | R.V. STICH INC. | TO RENEW AND OBTAIN FINAL INSPECTIONS FOR WORK UNDER PP20130627031.
PP20140624759 | 24-JUN-14 | 2601 |  | HARRISON | ST | 0 | COMPLETE | 26-JUN-14 | LINDSAY & WILSON CONSTRUCTION SERVICES I | REPAIR SEWER LINE DAMAGED DURING OST GASLINE TANK REMOVE INCLUDING HOUSE TRAP.
PP20140624747 | 24-JUN-14 | 788 |  | HARRISON | ST |  | ISSUED | 24-JUN-14 | REGENCY GENERAL CONTRACTORS INC | 15 UNITS: UNIT 417/505/714/814/508/708/504/421/402/426/631/827/533/527/420 :: EACH UNIT: ADD NEW WASHER/DRYER LAUNDRY BOX VENTLL NEW HOT & COLD WATER SUPPLY LINES & WASTE DRAIN REPLACE PLUMBING FIXTURES EXCEPT FOR TUB.
PP20140624744 | 24-JUN-14 | 1325 |  | CAYUGA | AV |  | COMPLETE | 24-JUN-14 | ARB INC | GAS HOUSE LINE EXTENSION.
PW20140624138 | 24-JUN-14 | 676 |  | CLIPPER | ST |  | ISSUED | 24-JUN-14 | NIGEL MULGREW PLUMBING INC. | WORK CATEGORY: 1P; KITCHEN REMODEL
PP20140624774 | 24-JUN-14 | 131 |  | HAMERTON | AV |  | ISSUED | 24-JUN-14 | J C BUILDERS | INSTALL NEW TANKLESS WATER HEATER.
PW20140624129 | 24-JUN-14 | 427 |  | SARGENT | ST |  | COMPLETE | 02-JUL-14 | ARB INC | WORK CATEGORY: 1P; GAS HOUSLINE EXTENTION
PW20140624121 | 24-JUN-14 | 2510 |  | BUSH | ST |  | ISSUED | 24-JUN-14 | STEPHEN FITZSIMON | WORK CATEGORY: 2PA; BATHROOM ADDITION WITH SHOWER PAN
PP20140624766 | 24-JUN-14 | 2144 |  | HAYES | ST |  | ISSUED | 24-JUN-14 | M C PLUMBING | REMODEL 2-1/2 BATHROOM ISLAND SINK 1 W/ WASHER DRAIN NEW GAS LINE FOR WATER & DRYER.
PW20140624139 | 24-JUN-14 | 2639 |  | 20TH | AV |  | ISSUED | 24-JUN-14 | ANSWER PLUMBING | WORK CATEGORY: 1P; KITCHEN AND 2 BATHROOM REMODEL.
PW20140624123 | 24-JUN-14 | 767 |  | MARKET | ST |  | ISSUED | 24-JUN-14 | PRIBUSS ENGINEERING INC | WORK CATEGORY: 4PB; JC3761 - FIRE SPRINKLER T.I.
PM20140624751 | 24-JUN-14 | 158 |  | BEVERLY | ST |  | ISSUED | 24-JUN-14 | GREEN METRO INC | FULL REMODEL KITCHEN INSTALL LIGHTING (WITHOUT CHANGING WALL & FIXTURE LOCATION). DRY ROT REPLACE WINDOW CASING EXTERIOR SLIDING REPAIR THE DRYROT AROUND SLIDING DOOR IN LIGHTWELL. NOT STREET REVIEW.
PW20140624143 | 24-JUN-14 | 2118 |  | 44TH | AV |  | ISSUED | 24-JUN-14 | GEORGE V SALET PLUMBING INC | WORK CATEGORY: 1P; RELOCATE GAS LINE KITCHEN SINK DRAIN AND WATER LINES
PMW20140624147 | 24-JUN-14 | 2736 |  | GOUGH | ST |  | ISSUED | 24-JUN-14 | WEST COAST INSULATION | WORK CATEGORY: 1M; INSTALLED 3 DIRECT VENT FIREPLACES
PP20140624773 | 24-JUN-14 | 718 |  | CHURCH | ST |  | ISSUED | 24-JUN-14 | DENNIS WEBB CONSTRUCTION | TO COMPLY WITH PHYSICAL INSPECTION REPORT CC-7528.
PP20140624741 | 24-JUN-14 | 1360 |  | MONTGOMERY | ST | 9 | ISSUED | 24-JUN-14 | BOLTER CONSTRUCTION | REMODEL BATHROOM & REPLACE KITCHEN SINK.
PW20140624141 | 24-JUN-14 | 2637 |  | LARKIN | ST | 0 | ISSUED | 24-JUN-14 | PRIBUSS ENGINEERING INC | WORK CATEGORY: 1P; REMOVE LEAKING WATER HEATER AND INSTALL NEW BRADFORD WHITE 75-GALLON HEATER AND EXPANSION TANK.S83038
PW20140624133 | 24-JUN-14 | 1124 |  | MORAGA | ST |  | COMPLETE | 27-JUN-14 | DISCOUNT PLUMBING CO | WORK CATEGORY: 1P; SEWER LINE AND HOUSE TRAP REPLACEMENT
PP20140624743 | 24-JUN-14 | 135 |  | 14TH | AV |  | COMPLETE | 25-JUN-14 | MAGNUM CONSTRUCTION GROUP INC | INSTALL NEW FIRE SPRINKLER SYSTEM PER NFPA 13R THROUGHOUT THE BUILDING INCLUDING U/G.
PP20140624767 | 24-JUN-14 | 621 |  | STOCKTON | ST | 304 | ISSUED | 24-JUN-14 | FAULT LINE PLUMBING INC | REPLACEMENT OF SHOWER VALVE.
PW20140624130 | 24-JUN-14 | 433 |  | SARGENT | ST |  | COMPLETE | 02-JUL-14 | ARB INC | WORK CATEGORY: 1P; GAS HOUSE LINE EXT.
PP20140624772 | 24-JUN-14 | 2730 |  | 39TH | AV |  | ISSUED | 24-JUN-14 | GOLDEN STATE MARBLE & GRANITE INC. | PLUMBING VANITY SINK TOILET SHOWER
PW20140624142 | 24-JUN-14 | 101 |  | CALIFORNIA | ST |  | COMPLETE | 30-JUN-14 | PIONEER FIRE INC. | WORK CATEGORY: 4PB; LOBBY OF 32ND FLOOR
PMW20140624146 | 24-JUN-14 | 16 |  | CLAIRVIEW | CT |  | ISSUED | 24-JUN-14 | SCHMITT HEATING CO INC | WORK CATEGORY: 1M; REPLACE EXISTING FURNACE AND AIR CONDITIONER. CONNECT TO EXISTING GAS AND FLUE.
PP20140624746 | 24-JUN-14 | 319 |  | SARGENT | ST |  | COMPLETE | 02-JUL-14 | ARB INC | GAS HOUSELINE EXTENSION.
PP20140624754 | 24-JUN-14 | 3256 |  | 21ST | ST |  | ISSUED | 24-JUN-14 | GOLDEN STATE PLUMBING | WORK IN UNIT #1 & 2: REMODEL PLUMBING AT BATHROOM AND KITCHEN.
PW20140624125 | 24-JUN-14 | 228 |  | CLIPPER | ST |  | COMPLETE | 27-JUN-14 | IN & OUT DRAIN CLEANING INC. | WORK CATEGORY: 1P; SEWER LINE
PP20140624768 | 24-JUN-14 | 1008 |  | LARKIN | ST | 203 | ISSUED | 25-JUN-14 | NOMELLINI CONSTRUCTION | UNIT# 203 INSTALL PLUMBING TO PROPER HEIGHTS & CODES FOR NEW KITCHEN & BATHROIOM REMODEL.S
PW20140625152 | 25-JUN-14 | 4112 |  | 22ND | ST |  | COMPLETE | 26-JUN-14 | GARCIA PLUMBING COMPANY INC | WORK CATEGORY: 1P; NEW GAS SUPPLY TO FUTURE OUTLET.
PMW20140625205 | 25-JUN-14 | 560 |  | ALABAMA | ST |  | ISSUED | 25-JUN-14 | M C MECHANICAL | WORK CATEGORY: 2M ; REPLACE 4 5 TON FURNACES INSTALL SPIRAL DUCT WORK
PM20140625812 | 25-JUN-14 | 60 |  | CORONA | ST |  | ISSUED | 25-JUN-14 | GLOBAL STANDARD CONSTRUCTION | REPLACE ONE CENTRAL FURNACE.
PM20140625803 | 25-JUN-14 | 1133 |  | 19TH | ST |  | ISSUED | 25-JUN-14 | MAYEN HVAC | INSTALL 2 NEW CENTRAL FURNACES.
PP20140625781 | 25-JUN-14 | 2102 |  | BAKER | ST | 2102 | ISSUED | 25-JUN-14 | SPITERI BUILDERS CORP. | RE-SET KITCHEN SINK AND FAUCET RE-SET DISHWASHER
PW20140625192 | 25-JUN-14 | 101 |  | SPEAR | ST |  | ISSUED | 25-JUN-14 | TILE WEST INC | WORK CATEGORY: 3PA; TWO SHOWER ROOMS WITH 5 STANDARD AND 2 ADA SHOWERS IN EACH
PW20140625157 | 25-JUN-14 | 411 |  | ROLPH | ST |  | COMPLETE | 30-JUN-14 | ARB INC | WORK CATEGORY: 1P; GAS HOUSELINE EXTENSION
PMW20140625204 | 25-JUN-14 | 2404 |  | 14TH | AV |  | ISSUED | 25-JUN-14 | M C MECHANICAL | WORK CATEGORY: 2M ; REPLACE 4 5TON PACKET UNITS
PM20140625778 | 25-JUN-14 | 2466 |  | 33RD | AV |  | COMPLETE | 01-JUL-14 | H T H CONSTRUCTION | TO OBTAIN A FINAL INSPECTION FOR WORK COMPLETED UNDER EXPIRED PERMIT PW20070825855.
PW20140625161 | 25-JUN-14 | 420 |  | ROLPH | ST |  | COMPLETE | 30-JUN-14 | ARB INC | WORK CATEGORY: 1P; GAS HOUSE LINE EXT.
PP20140625809 | 25-JUN-14 | 1879 |  | 14TH | AV |  | ISSUED | 25-JUN-14 | DE STAR CONSTRUCTION | RENEWAL OF 4 BATHROOMS SINKS TOILETS TUB.
PP20140625822 | 25-JUN-14 | 1400 |  | CASTRO | ST | 100 | ISSUED | 25-JUN-14 | FASTNET ENGINEERING & CONST INC | NEW SEWER UNDER FLOOR & MOVE TOILET TO ACCOMDATED ADA.
PW20140625198 | 25-JUN-14 | 1218 |  | MENDELL | ST |  | COMPLETE | 30-JUN-14 | DISCOUNT PLUMBING CO | WORK CATEGORY: 1P; HOUSE TRAP AND SEWER LINE REPLACEMENT
PMW20140625182 | 25-JUN-14 | 141 |  | MARVIEW | WY |  | ISSUED | 25-JUN-14 | BUILDING EFFICIENCY INC | WORK CATEGORY: 1M; REPLACING EXISTING FURNACE WITH A HIGH EFFICIENCY UNIT
PP20140625813 | 25-JUN-14 | 1738 |  | 31ST | AV |  | ISSUED | 25-JUN-14 | NATIONAL PLUMBING | SEWER PIPES REPLACEMENT.
PW20140625179 | 25-JUN-14 | 2335 |  | 12TH | AV |  | ISSUED | 25-JUN-14 | ARB INC | WORK CATEGORY: 1P; GAS HOUSELINE EXT
PW20140625153 | 25-JUN-14 | 401 |  | ROLPH | ST |  | ISSUED | 25-JUN-14 | ARB INC | WORK CATEGORY: 1P; GAS HOUSE LINE EXTENSION
PW20140625154 | 25-JUN-14 | 2623 |  | 17TH | AV |  | ISSUED | 25-JUN-14 | BROSNAN PLUMBING | WORK CATEGORY: 2PA; REPLUMB OF EXISTING BATHROOM AND KITCHEN AND SHOWER PAN
PP20140625784 | 25-JUN-14 | 53 |  | SUSSEX | ST |  | ISSUED | 25-JUN-14 | EARTH DEVELOPMENT | RELOCATE KITCHEN 3 BATHROOMS WATER HEATER & FURNACE.
PP20140625780 | 25-JUN-14 | 8 |  | OCTAVIA | ST |  | COMPLETE | 26-JUN-14 | SETON PACIFIC CONSTRUCTION | INSTALLATION OF 6" DUCTILE IRON UNDERGROUND FIRE WATER SERVICE. REFERENCE #201406249225
PP20140625793 | 25-JUN-14 | 445 |  | ROLPH | ST |  | COMPLETE | 02-JUL-14 | ARB INC | GAS HOUSE LINE EXTENSION.
PM20140625787 | 25-JUN-14 | 1727 |  | 25TH | AV |  | ISSUED | 25-JUN-14 | COMFORT ZONE HEATING & AIR CONDITIONING | RELOCATE THE FURNACE.
PP20140625811 | 25-JUN-14 | 60 |  | CORONA | ST |  | ISSUED | 25-JUN-14 | GLOBAL STANDARD CONSTRUCTION | ONE KITCHEN REMODEL ADD TWO BATHROOSM ON 1/F ADD ONE BATHROOM ON 2/F (E) BATHROOM REMODEL.
PMW20140625201 | 25-JUN-14 | 527 |  | CENTRAL | AV | 2 | ISSUED | 25-JUN-14 | OKELL'S FIREPLACES | WORK CATEGORY: 1M; INSTALL GAS FIREPLACE; GAS LINE WORK PERFORMED BY OTHERS
PW20140625159 | 25-JUN-14 | 417 |  | ROLPH | ST |  | COMPLETE | 30-JUN-14 | ARB INC | WORK CATEGORY: 1P; GAS HOUSELINE EXT.
PP20140625796 | 25-JUN-14 | 3515 |  | 20TH | ST |  | ISSUED | 25-JUN-14 | STEVEN WONG BUILDERS | REMODEL 2 (E) BATHROOMS & 1 KITCHEN
PW20140625174 | 25-JUN-14 | 2322 |  | 12TH | AV |  | COMPLETE | 09-JUL-14 | ARB INC | WORK CATEGORY: 1P; GAS HOUSELINE EXT.
PP20140625798 | 25-JUN-14 | 779 |  | WISCONSIN | ST |  | ISSUED | 25-JUN-14 | R & D CONSTRUCTION CO INC | UPGRADE ALL PLUMBING SYSTEMS INSIDE OF WHOLE HOUSE WITH UNDERGROUND WORK (2 SHOWER PANS).
PW20140625165 | 25-JUN-14 | 430 |  | ROLPH | ST |  | COMPLETE | 02-JUL-14 | ARB INC | WORK CATEGORY: 1P; GAS HOUSE LINE EXT
PW20140625181 | 25-JUN-14 | 44 |  | MONTGOMERY | ST | 0 | COMPLETE | 08-JUL-14 | H & M FIRE PROTECTION | WORK CATEGORY: 4PB; RELOCATE APPROX. 21 HEADS AT THE LOWER LEVEL (BASEMENT) RESTROOMS AND CORRIDOR
PW20140625176 | 25-JUN-14 | 2325 |  | 12TH | AV |  | ISSUED | 25-JUN-14 | ARB INC | WORK CATEGORY: 1P; GAS HOUSELINE EXT
PM20140625790 | 25-JUN-14 | 162 |  | TAYLOR | ST |  | ISSUED | 25-JUN-14 | PENINSULA HEATING | REPLACEMENT OF (E) FURNACE.
PW20140625156 | 25-JUN-14 | 407 |  | ROLPH | ST |  | COMPLETE | 30-JUN-14 | ARB INC | WORK CATEGORY: 1P; GAS HOUSE LINE EXTENSION
PW20140625163 | 25-JUN-14 | 425 |  | ROLPH | ST |  | ISSUED | 25-JUN-14 | ARB INC | WORK CATEGORY: 1P; GAS HOUSLINE EXT
PW20140625197 | 25-JUN-14 | 854 |  | 41ST | AV |  | COMPLETE | 01-JUL-14 | DISCOUNT PLUMBING CO | WORK CATEGORY: 1P; HOUSE TRAP REPLACEMENT
PW20140625190 | 25-JUN-14 | 258 |  | BRIDGEVIEW | DR |  | ISSUED | 25-JUN-14 | F W H ACQUISITION CO LLC DBA FAST WATER | WORK CATEGORY: 1P; REMOVE AND REPLACE WATER HEATER IN THE SAME LOCATION
PM20140625785 | 25-JUN-14 | 53 |  | SUSSEX | ST |  | ISSUED | 25-JUN-14 | EARTH DEVELOPMENT | NEW FURNACE.
PW20140625187 | 25-JUN-14 | 417 |  | MONTGOMERY | ST |  | ISSUED | 25-JUN-14 | FLYNN PLUMBING INC. | WORK CATEGORY: 5P; TENANT IMPROVEMENT PLUMBING FOR BREAK-ROOM.
PW20140625162 | 25-JUN-14 | 425 |  | ROLPH | ST |  | COMPLETE | 30-JUN-14 | ARB INC | WORK CATEGORY: 1P; GAS HOUSE LINE EXTENSION
PP20140625805 | 25-JUN-14 | 990 |  | GEARY | ST | 0 | ISSUED | 25-JUN-14 | KONG'S PLUMBING & CONSTRUCTION CO. | UNITS 201/409/410/411: EACH UNIT RELOCATE KITCHEN AREA REMODELING BATHROOM WITH NEW FIXTURES.
PW20140625158 | 25-JUN-14 | 412 |  | ROLPH | ST |  | COMPLETE | 30-JUN-14 | ARB INC | WORK CATEGORY: 1P; GAS HOUSELINE EXT
PW20140625171 | 25-JUN-14 | 225 |  | BUSH | ST |  | ISSUED | 25-JUN-14 | PRIBUSS ENGINEERING INC | WORK CATEGORY: 5P; JC - 3789 WORK ON 16TH FLOOR: FURNISH AND INSTALL (1) WATER CLOSET (2) URINALS (3) LAVATORIES (1) DRINKING FOUNTAIN (2) BREAKROOM SINKS (2) INSTAHOT WATER DISPENSERS (2) CHRONOMITE TANKLESS WATER HEATERS. PROVIDE CONNECTION TO (2) DISHWASHER (2) FEGRIGERATOR ICEMAKERS (2) COFFEE MAKERS (2) ICEMAKERS WITH DRAIN.
PP20140625789 | 25-JUN-14 | 2844 |  | GREENWICH | ST |  | ISSUED | 25-JUN-14 | JADE PLUMBING COMPANY INC | KITCHEN REMODELING: REPLACE (E) SINKS REPLACE (E) GAS STOVE & RECONNECT (E) FRIDGERATOR.
PW20140625168 | 25-JUN-14 | 441 |  | ROLPH | ST |  | COMPLETE | 02-JUL-14 | ARB INC | WORK CATEGORY: 1P; GAS HOUSE LINE EXT
PW20140625155 | 25-JUN-14 | 406 |  | ROLPH | ST |  | ISSUED | 25-JUN-14 | ARB INC | WORK CATEGORY: 1P; GAS HOUSE LINE EXTENSION
PP20140625818 | 25-JUN-14 | 421 | 423 | OAK | ST |  | ISSUED | 25-JUN-14 | R & D CONSTRUCTION CO INC | UPGRADE NEW PLUMBING FIXTURES INCLUDING (3) SHOWER PANS THROUGHOUT ENTIRE BUILDING.
PMW20140625183 | 25-JUN-14 | 2533 |  | GOUGH | ST |  | ISSUED | 25-JUN-14 | BUILDING EFFICIENCY INC | WORK CATEGORY: 1M; REPLACING THE EXISTING FURNACE WITH A HIGH EFFICIENCY UNIT.
PW20140625195 | 25-JUN-14 | 644 |  | BROADWAY | * |  | ISSUED | 25-JUN-14 | INCOM MECHANICAL INC | WORK CATEGORY: 2PA; PLUMBING PERMIT FOR INSPECTIONS FOR FILM HOUSE 360 TI FOR 644 BROADWAY
PP20140625775 | 25-JUN-14 | 2337 |  | ORTEGA | ST |  | ISSUED | 25-JUN-14 | M L S BUILDER INC | G/F: LEGALIZE ONE FULL BATHROOM ONE LAUNDRY ROOM.
PMW20140625184 | 25-JUN-14 | 919 |  | CHURCH | ST |  | ISSUED | 25-JUN-14 | BLAZE FIREPLACES OF NO CAL | WORK CATEGORY: 1M; INSTALL ONE FIREPLACES
PMW20140625151 | 25-JUN-14 | 2144 |  | HAYES | ST |  | ISSUED | 25-JUN-14 | J & M HEATING & VENTILAT | WORK CATEGORY: 1M; REPLACE THE FURNACE AND FLUE WITH THE EXISTING SYSTEM.
PP20140625816 | 25-JUN-14 | 6847 | 6849 | CALIFORNIA | ST |  | ISSUED | 25-JUN-14 | PENINSULA FIRE PROTECTION INC | TO OBTAIN A FINAL INSPECTION FOR WORK COMPLETED UNDER EXPIRED PERMIT BA200910209398.
PW20140625203 | 25-JUN-14 | 1921 |  | GRANT | AV |  | COMPLETE | 02-JUL-14 | FAST RESPONSE PLUMBING & ROOTER | WORK CATEGORY: 1P; 3 R CORRECTIONS
PP20140625792 | 25-JUN-14 | 6534 | 6536 | 03RD | ST |  | ISSUED | 25-JUN-14 | C R CONSTRUCTION CO INC | PLUMBING FIXTURE FOR NEW BLDG #200507066945 & #201406108005
PP20140625815 | 25-JUN-14 | 921 |  | PRAGUE | ST |  | ISSUED | 25-JUN-14 | LEI'S CONSTRUCTION CO | ADD 2 BATHROOMS & LAUNDRY.
PP20140625777 | 25-JUN-14 | 2466 |  | 33RD | AV |  | COMPLETE | 01-JUL-14 | H T H CONSTRUCTION | TO OBTAIN A FINAL INSPECTION FOR WORK COMPLETED UNDER EXPIRED PERMIT PW20080325578.
PMW20140625196 | 25-JUN-14 | 614 |  | CASTRO | ST |  | ISSUED | 25-JUN-14 | SCHMITT HEATING CO INC | WORK CATEGORY: 1M; REPLACE 3 - EXISTING ROOF MOUNT AIR CONDITIONING UNITS. CONNECT TO EXISTING DUCTWORK POWER AND GAS. CONNECT TO EXISTING CONDENSATE DRAINS.
PMW20140625186 | 25-JUN-14 | 1148 |  | DOLORES | ST |  | ISSUED | 25-JUN-14 | BAY HEATING & AIR CONDITINING INC | WORK CATEGORY: 1M; REPLACE FURNACE AND DUCTWORK
PW20140625200 | 25-JUN-14 | 2201 |  | CALIFORNIA | ST |  | ISSUED | 25-JUN-14 | MEC CONSTRUCTION | WORK CATEGORY: 1P; KITCHEN AND BATHROOM REMODELING
PP20140625776 | 25-JUN-14 | 1247 |  | FULTON | ST | 2 | COMPLETE | 25-JUN-14 | PIEDMONT PLUMBING AND MECHANICAL | REMODELING 1 BATHROOM 1 KITCHEN WATER AND DRAIN LINES MOVE GAS LINE 1FT.
PP20140625821 | 25-JUN-14 | 2674 |  | BROADWAY | * |  | ISSUED | 25-JUN-14 | J & A STONE AND TILE INC | 4 SHOWER PANS ONLY
PP20140625797 | 25-JUN-14 | 296 |  | MAYWOOD | DR |  | ISSUED | 25-JUN-14 | GARY CHAN PLUMBING | TO RENEW EXPIRED PW20120201063 DONE BY SAME CONMTRACTOR FOR FINAL INSP. ONLY. ALL WORK IS COMPLETE.
PM20140625819 | 25-JUN-14 | 421 | 423 | OAK | ST |  | ISSUED | 25-JUN-14 | R & D CONSTRUCTION CO INC | REPLACE 2 FURNACES.
PW20140625164 | 25-JUN-14 | 429 |  | ROLPH | ST |  | COMPLETE | 02-JUL-14 | ARB INC | WORK CATEGORY: 1P; GAS HOUSELINE EXT.
PP20140625808 | 25-JUN-14 | 1469 |  | CAYUGA | AV |  | ISSUED | 25-JUN-14 | EMI DESIGN & CONSTRUCTION INC | KITCHEN REMODEL. NEW SINK.
PW20140625172 | 25-JUN-14 | 3857 |  | 23RD | ST |  | COMPLETE | 27-JUN-14 | BRIAN FUSCO PLUMBING | WORK CATEGORY: 1P; FINAL OLD BATH REMODEL. 201406188714
PW20140625191 | 25-JUN-14 | 767 |  | CORBETT | AV | 2 | ISSUED | 25-JUN-14 | F W H ACQUISITION CO LLC DBA FAST WATER | WORK CATEGORY: 1P; REMOVE AND REPLACE WATER HEATER IN THE SAME LOCATION
PW20140625175 | 25-JUN-14 | 2318 |  | 12TH | AV |  | COMPLETE | 09-JUL-14 | ARB INC | WORK CATEGORY: 1P; GAS HOUSE LINE EXT.
PP20140625788 | 25-JUN-14 | 477 |  | 14TH | ST |  | COMPLETE | 02-JUL-14 | Y D CONSTRUCTION CO. INC. | RELOCATE 6 GAS METERS
PW20140625180 | 25-JUN-14 | 888 |  | BRANNAN | ST |  | COMPLETE | 01-JUL-14 | H & M FIRE PROTECTION | WORK CATEGORY: 4PB; RELOCATE APPROX. 5 SPRINKLERS AT THE LOWER LEVEL (BASEMENT)
PMW20140625206 | 25-JUN-14 | 537 |  | GENNESSEE | ST |  | ISSUED | 25-JUN-14 | DARIN C KIETH DBA: HOWE FURNACE | WORK CATEGORY: 1M; REPLACE EXISTING FURNACE DUCTS AND FLUE IN GARAGE
PP20140625807 | 25-JUN-14 | 2075 |  | FILBERT | ST | 0 | ISSUED | 25-JUN-14 | BEN JACOBS PLUMBING INC | REPLACE BATHTUB WITH NEW SHOWER & SHOWER PAN REPLACE BATH SINK & TOILET REPLACE KITCHEN SINK AND INSTALL NEW DW & DISPOSAL.
PP20140625814 | 25-JUN-14 | 1960 |  | FELL | ST | 0 | ISSUED | 25-JUN-14 | H & BO CONSTRUCTION INC. | INSTALL HALF BATHROOM (TOILET/SINK) WATER LINE FOR REFRIGERATOR. ON THE 3RD FL.
PP20140625786 | 25-JUN-14 | 21 |  | URBANO | DR |  | ISSUED | 25-JUN-14 | TEAM ONE GENERAL CONSTRUCTION INC. | TO COMPLY WITH NOV201314731: ROOT DRAIN TO SEWER. REPAIR PLUMBING ABOVE WASHER AND DRYER REMOVE SINK IN BASEMENT.
PMW20140625185 | 25-JUN-14 | 2342 |  | WASHINGTON | ST |  | ISSUED | 25-JUN-14 | BLAZE FIREPLACES OF NO CAL | WORK CATEGORY: 1M; INSTALL ONE FIREPLACE
PW20140625193 | 25-JUN-14 | 644 |  | BROADWAY | * |  | ISSUED | 25-JUN-14 | INCOM MECHANICAL INC | WORK CATEGORY: 2PA; PLUMBING PERMIT FOR INSPECTIONS FOR PROJECT SHELL
PP20140625779 | 25-JUN-14 | 301 |  | HAZELWOOD | AV |  | ISSUED | 25-JUN-14 | BR TROIKA INC. DBA MR ROOTER PLUMBING | ROUGH-IN PLUMBING ONLY IN GARAGE BATHROOM.
PP20140625799 | 25-JUN-14 | 3311 |  | FILLMORE | ST | 203 | COMPLETE | 27-JUN-14 | PROMPT PLUMBING SERVICES | REPLACING KITCHEN SINK FAUCET BATHROOM SINK AND FAUCET.
PW20140625177 | 25-JUN-14 | 2319 |  | 12TH | AV |  | ISSUED | 25-JUN-14 | ARB INC | WORK CATEGORY: 1P; GAS HOUSE LINE
PW20140625188 | 25-JUN-14 | 1 |  | MARKET | ST |  | ISSUED | 25-JUN-14 | EMCOR SERVICES/MESA ENERGY SYSTEMS INC | WORK CATEGORY: 5P; REPLACE 2" BACKFLOW PREVENTER IN BOILER ROOM
PW20140625160 | 25-JUN-14 | 343 |  | SANSOME | ST | 0 | COMPLETE | 30-JUN-14 | AYOOB & PEERY PLUMBING | WORK CATEGORY: 4PB; SPRINKLER HEAD: 4 RELOCATES 7 REMOVE 14-680
PW20140625194 | 25-JUN-14 | 1915 |  | 18TH | ST |  | ISSUED | 25-JUN-14 | F W H ACQUISITION CO LLC DBA FAST WATER | WORK CATEGORY: 1P; REMOVE AND REPLACE WATER HEATER IN THE SAME LOCATION
PW20140625208 | 25-JUN-14 | 129 |  | CENTRAL | AV |  | ISSUED | 25-JUN-14 | HEGARTY PLUMBING | WORK CATEGORY: 2PA; INSTALL RADIANT HEATING SYSTEM INCLUDING BOILER AND FLUE
PM20140625791 | 25-JUN-14 | 6534 | 6536 | 03RD | ST |  | ISSUED | 25-JUN-14 | C R CONSTRUCTION CO INC | FURNANCES/MECHANICAL TO NEW BLDG #200507066945 & #201406108005
PM20140625804 | 25-JUN-14 | 55 |  | CYRIL MAGNIN | ST | 0 | ISSUED | 25-JUN-14 | CITY MECHANICAL INC | BASEMENT: INSTALL 8 INVERTERS (VFD'S) ON PUMP MOTORS CONTROLS ADDED TO EXISTING AND CONTROL SUPPLY AIR AT 6 FANS. INTALL CONDESNSOR ECONO HEAT EXCHANGER IN BASEMENT CHILLER ROOM. (WORK IS ONLY IN BASEMENT).
PW20140625202 | 25-JUN-14 | 441 |  | DAY | ST |  | ISSUED | 25-JUN-14 | THOMAS FRIEL PLUMBING | WORK CATEGORY: 2PA; NEW KITCHEN WITH 2 SINKS ICE MAKER DISHWASHER & GAS RANGE. REPLACE 3 EXISTING FIXTURES IN THE MASTER BATH.
PMW20140625170 | 25-JUN-14 | 2205 |  | SACRAMENTO | ST | 403 | ISSUED | 25-JUN-14 | AIR FLOW PRO'S | WORK CATEGORY: 1M; INSTALL 80% EFFICIENT FURNACE IN ATTIC SPACE
PP20140625783 | 25-JUN-14 | 39 |  | DASHIELL HAMMETT | ST | 401 | COMPLETE | 01-JUL-14 | BECKET CONSTRUCTION | REMOVE (E) TILE IN SHOWER AND ON FLOOR. REPLACE VINYLE SHOWER PAN. REPLACE TILE IN SHOWER AND ON FLOOR. OK PER SP.
PW20140625178 | 25-JUN-14 | 2331 |  | 12TH | AV |  | ISSUED | 25-JUN-14 | ARB INC | WORK CATEGORY: 1P; GAS HOUSELINE EXT
PM20140625794 | 25-JUN-14 | 3515 |  | 20TH | ST |  | ISSUED | 25-JUN-14 | STEVEN WONG BUILDERS | UPGRADE FURNACE
PW20140625169 | 25-JUN-14 | 3746 |  | JACKSON | ST |  | ISSUED | 25-JUN-14 | JEFF DEEHAN PLUMBING | WORK CATEGORY: 1P; KITCHEN REMODEL WITH TWO SINKS ICE MAKER PIPING AND GAS RANGE ALL IN EXISTING ROUGH LOCATIONS.
PW20140625189 | 25-JUN-14 | 2227 |  | 35TH | AV |  | ISSUED | 25-JUN-14 | F W H ACQUISITION CO LLC DBA FAST WATER | WORK CATEGORY: 1P; REMOVE AND REPLACE WATER HEATER IN THE SAME LOCATION
PW20140625167 | 25-JUN-14 | 436 |  | ROLPH | ST |  | COMPLETE | 02-JUL-14 | ARB INC | WORK CATEGORY: 1P; GAS HOUSE LINE EXT.
PP20140625782 | 25-JUN-14 | 1 |  | CRESTMONT | DR |  | ISSUED | 25-JUN-14 | FINLANDIA TILE | SHOWER PAN WATER TEST.
PM20140625810 | 25-JUN-14 | 1879 |  | 14TH | AV |  | ISSUED | 25-JUN-14 | DE STAR CONSTRUCTION | G/F: FURNACE & FLUE.
PM20140625802 | 25-JUN-14 | 781 |  | ROCKDALE | DR |  | ISSUED | 25-JUN-14 | MAYEN HVAC | INSTALL NEW CENTRAL FURNACE.
PP20140625820 | 25-JUN-14 | 1121 |  | MASONIC | AV |  | ISSUED | 25-JUN-14 | DRIPTECH PLUMBING SOLUTIONS | BATHROOM : ROUGH AND TRIM WASTE AND WATER VANITY.
PP20140625806 | 25-JUN-14 | 490 |  | POST | ST | 710 | ISSUED | 26-JUN-14 | BARBER CONSTRUCTION | TENANT IMPROVEMENT FOR DENTAL OFFICE.
PP20140625800 | 25-JUN-14 | 10 |  | BRIGHTON | AV |  | ISSUED | 25-JUN-14 | PARAGON MANAGEMENT | ADD NEW LAUNDRY HOOK UP.
PW20140625166 | 25-JUN-14 | 846 |  | GEARY | ST |  | ISSUED | 25-JUN-14 | SWEENEY PLUMBING | WORK CATEGORY: 6PA; REMODEL EXISITNG SPACE
PW20140625173 | 25-JUN-14 | 156 |  | 09TH | AV | 0 | ISSUED | 25-JUN-14 | HEISE'S PLUMBING | WORK CATEGORY: 1P; REPLACE SEWER
PP20140625795 | 25-JUN-14 | 920 |  | HAIGHT | ST |  | ISSUED | 25-JUN-14 | GARY CHAN PLUMBING | INSTALL SPRINKLER ON 4TH FLOOR ONLY AND FINAL PERMIT #PW20120521166.
PP20140625817 | 25-JUN-14 | 2587 |  | 28TH | AV |  | ISSUED | 25-JUN-14 | LEI'S CONSTRUCTION CO | 1/F: ADD BATHROOM & LAUNDRY 2/F: REMODEL KITCHEN & 2 BATHROOMS.
PMW20140625207 | 25-JUN-14 | 186 |  | ALPINE | TR |  | ISSUED | 25-JUN-14 | DARIN C KIETH DBA: HOWE FURNACE | WORK CATEGORY: 1M; REPLACE EXISTING FURNACE AND DUCTS IN GARAGE
PM20140625801 | 25-JUN-14 | 10 |  | BRIGHTON | AV |  | ISSUED | 25-JUN-14 | PARAGON MANAGEMENT | REPLACE FORCE AIR FURNACE & FLUE.
PW20140625199 | 25-JUN-14 | 44 |  | MONTGOMERY | ST | 0 | ISSUED | 25-JUN-14 | LARRATT BROS.PLBG. INC. | WORK CATEGORY: 5P; WASTE VENT & WATER PIPING FOR (2) WATER CLOSETS (4) LAVATORIES (1) URINAL (2) SHOWERS (5) FLOOR DRAINS & (1) WASHING MACHINE BOX ON LOWER LEVEL ROOM 200.
PM20140626844 | 26-JUN-14 | 1353 |  | SACRAMENTO | ST |  | ISSUED | 26-JUN-14 | ORTIZ HEATING AND AIR CONDITIONING | REPLACMEENT OF FURNACE AND FLUE PIPE.
PP20140626831 | 26-JUN-14 | 1244 | 1244 | TREAT | AV | UPR | ISSUED | 26-JUN-14 | BAY BUILDING STRUCTURES INC | UPPER & LOWER UNITS: 4-1/2 BATHROOMS 2 KITCHES 2 WATER HEATERS 1 SHOWER PAN
PW20140626256 | 26-JUN-14 | 499 |  | ILLINOIS | ST |  | ISSUED | 26-JUN-14 | ACCO ENGINEERED SYSTEMS | WORK CATEGORY: 5P; INSTALL MISCELLANEOUS PLUMBING FIXTURES AND MED GAS SYSTEMS.
PP20140626838 | 26-JUN-14 | 1035 |  | PINE | ST | 405 | ISSUED | 26-JUN-14 | MANNY'S HANDYMAN INC. DBA: MHM CONSTR. | RELOCATE KITCHEN DRAIN AND REPLACE; TOILET SINK AND TUB AND ALL PLUMBING AS NEEDED.
PP20140626843 | 26-JUN-14 | 2171 |  | SACRAMENTO | ST | 10 | ISSUED | 26-JUN-14 | ATLAS CONSTR& DEV. DBA:GOOD FELLAS CONST | KITCHEN ALTERATION: REPLACING CABINET AND APPLIANCE UPGRADE. ADDING WASHING MACHIN CONNECTING NEW DRAIN TO WASHER UPGRADING PLUMBING FOR SINK AND ADDING PLUMBING FOR FRIDGE.
PM20140626823 | 26-JUN-14 | 1701 |  | YOSEMITE | AV |  | COMPLETE | 03-JUL-14 | GENNADIY BURYACHENKO | INSTALL NEW FLUE PIPE FOR 2 WATER HEATERS.
PW20140626258 | 26-JUN-14 | 778 |  | 38TH | AV |  | COMPLETE | 27-JUN-14 | NATIONAL PLUMBING | WORK CATEGORY: 1P; GAS PIPES REPLACEMENT.
PW20140626235 | 26-JUN-14 | 500 |  | TERRY A. FRANCOIS | BL |  | ISSUED | 26-JUN-14 | AYOOB & PEERY PLUMBING | WORK CATEGORY: 2PA; INSTALLATION OF SINKS 14-053
PP20140626847 | 26-JUN-14 | 192 |  | VALLEY | ST |  | ISSUED | 26-JUN-14 | YIU CHEONG CONSTRUCTION | 1ST FLOOR: REMODEL KITCHEN WITH NEW CABINETS COUNTER FLR. TILE NEW BATHROOM WITH SHOWER STALL VAINITY AND TOILET FLOOR TILE.
PM20140626830 | 26-JUN-14 | 1244 | 1244 | TREAT | AV | UPR | ISSUED | 26-JUN-14 | BAY BUILDING STRUCTURES INC | INSTALL FURNACES IN UPPER & LOWER LEVEL DWELLING UNITS.
PM20140626850 | 26-JUN-14 | 2237 |  | 15TH | AV |  | ISSUED | 26-JUN-14 | ROYAL LYON CONSTRUCTION | NEW FURNACE & DUCTS.
PMW20140626221 | 26-JUN-14 | 155 |  | 25TH | AV |  | ISSUED | 26-JUN-14 | J W HANSON HEATING AND AIR CONDITIONING | WORK CATEGORY: 1M; REPLACE EXISTING FURNACE WITH AN AIR HANDLER
PP20140626854 | 26-JUN-14 | 1753 |  | BEACH | ST |  | ISSUED | 26-JUN-14 | CARY WING PLUMBING & FIRE PROTECTION INC | TO OBTAIN A FINAL INSPECTION FOR WORK COMPLETED UNDER EXPIRED PERMIT PW20111112710.
PMW20140626246 | 26-JUN-14 | 2401 |  | JACKSON | ST |  | ISSUED | 26-JUN-14 | PRECISION AIR SYSTEMS | WORK CATEGORY: 1M; VENTING OF NEW BATH FAN
PW20140626223 | 26-JUN-14 | 267 |  | VERNON | ST |  | ISSUED | 26-JUN-14 | ARB INC | WORK CATEGORY: 1P; GAS HOUSE LINE EXT
PW20140626226 | 26-JUN-14 | 271 |  | VERNON | ST |  | ISSUED | 26-JUN-14 | ARB INC | WORK CATEGORY: 1P; GAS HOUSE LINE EXT
PW20140626242 | 26-JUN-14 | 645 |  | CENTRAL | AV |  | ISSUED | 26-JUN-14 | WATER HEATERS ONLY INC | WORK CATEGORY: 1P; REMOVE REPLACE SAME LOCATION 2EA 38G WATER HEATERS IN DUPLEX
PW20140626257 | 26-JUN-14 | 499 |  | ILLINOIS | ST |  | ISSUED | 26-JUN-14 | ACCO ENGINEERED SYSTEMS | WORK CATEGORY: 5P; INSTALL PLUMBING FIXTURES AND KITCHEN FOR LANDLORD IMPROVEMENTS.
PW20140626222 | 26-JUN-14 | 251 |  | VERNON | ST |  | ISSUED | 26-JUN-14 | ARB INC | WORK CATEGORY: 1P; GAS HOUSE LINE EXT
PW20140626213 | 26-JUN-14 | 180 |  | MONTGOMERY | ST |  | ISSUED | 26-JUN-14 | PRIBUSS ENGINEERING INC | WORK CATEGORY: 4PB; AS14091 - FIRE SPRINKLER T.I.
PP20140626839 | 26-JUN-14 | 1035 |  | PINE | ST | 104 | ISSUED | 26-JUN-14 | MANNY'S HANDYMAN INC. DBA: MHM CONSTR. | RELOCATE KITCHEN DRAIN AND REPLACE; TOILET SINK AND TUB AND ALL PLUMBING AS NEEDED.
PP20140626858 | 26-JUN-14 | 1730 |  | 33RD | AV |  | ISSUED | 26-JUN-14 | L & Q CONSTRUCTION INC. | REPLACE THE SINK
PP20140626833 | 26-JUN-14 | 100 |  | MAGELLAN | AV |  | ISSUED | 26-JUN-14 | E20140626722 | BATHROOM REMODEL REPLACE TUB FAUCERTS SHOWER & FAUCET VANITY & FAUCET AND REPLACE TOILET.
PW20140626232 | 26-JUN-14 | 720 |  | MARKET | ST |  | ISSUED | 26-JUN-14 | BAYLINE MECHANICAL INC | WORK CATEGORY: 5P; GROUND FLOOR - INSTALL TWO NEW WATER CLOSETS AND TWO NEW WALL HUNG BASINS AND FAUCETS
PW20140626236 | 26-JUN-14 | 1 |  | SANSOME | ST |  | ISSUED | 26-JUN-14 | BAYLINE MECHANICAL INC | WORK CATEGORY: 5P; FLOOR 28 - INSTALL ONE NEW PANTRY SINK
PW20140626229 | 26-JUN-14 | 1810 |  | UNION | ST |  | ISSUED | 26-JUN-14 | ATLAS PLUMBING AND ROOTER | WORK CATEGORY: 1P; SEWER/HOUSETRAP REPLACEMENT
PW20140626253 | 26-JUN-14 | 1616 |  | HAYES | ST |  | COMPLETE | 02-JUL-14 | MAGIC PLUMBING | WORK CATEGORY: 1P; CODE UPGRADES PER CONDO CONVERSION INSTALL DRIP PRIME SYSTEM FOR AREA DRAIN.
PP20140626835 | 26-JUN-14 | 2714 |  | STEINER | ST |  | COMPLETE | 08-JUL-14 | J & A STONE AND TILE INC | INSTALL TWO SHOWER PANS ONLY
PW20140626244 | 26-JUN-14 | 126 |  | POST | ST | 0 | ISSUED | 26-JUN-14 | PRO PLUMBING | WORK CATEGORY: 5P; PLUMBING FOR TWO BATHROOMS AND ONE KITCHEN. CAP OFF OLD WATER WASTE AND VENT PIPES.
PM20140626853 | 26-JUN-14 | 262 |  | NEVADA | ST |  | ISSUED | 26-JUN-14 | KELLY CONSTRUCTION | INSTALL (1) GAS FIREPLACE.
PP20140626841 | 26-JUN-14 | 45 | 49 | BELCHER | ST |  | ISSUED | 26-JUN-14 | FONG'S CONSTRUCTION & PLUMBING | WORK ALSO AT 47 BELCHER ST.: INSTALL FIRE SPRINKLER SYSTEM FOR 1ST 2ND AND 3RD FLOOR ONLY.
PW20140626224 | 26-JUN-14 | 1455 |  | MARKET | ST |  | ISSUED | 26-JUN-14 | AYOOB & PEERY PLUMBING | WORK CATEGORY: 2PA; 14-071 ROUGH PLUMBING AND FINISH TRIM FOR BREAK ROOM SINK AT 10TH FLOOR.
PM20140626825 | 26-JUN-14 | 2202 |  | BRYANT | ST |  | ISSUED | 26-JUN-14 | SEDERAP'S DRYWALL INC. | REPLACE FURNACE.
PP20140626861 | 26-JUN-14 | 328 |  | CAMBRIDGE | ST |  | ISSUED | 26-JUN-14 | YAO STAR CONSTRUCTION | REMODEL KITCHEN & TWO FULL BATHROOMS @ 2ND FLOOR.
PP20140626859 | 26-JUN-14 | 1 |  | HOFFMAN | AV | D | ISSUED | 26-JUN-14 | DANIEL DALY CONSTRUCTION | REMODEL 2 BATHROOMS & KITCHEN.
PW20140626209 | 26-JUN-14 | 1865 |  | BROADWAY | * |  | ISSUED | 26-JUN-14 | O'DONOVAN PLUMBING INC. | WORK CATEGORY: 2PB; REMODEL BATHROOM AND KITCHEN ON FIRST FLOOR MOVE WATER AND UTILIZES
PW20140626247 | 26-JUN-14 | 2401 |  | JACKSON | ST |  | ISSUED | 26-JUN-14 | PRECISION AIR SYSTEMS | WORK CATEGORY: 2PA; MOVE PLUMBING FOR TOILET SINK AND DRAIN
PW20140626220 | 26-JUN-14 | 243 |  | VERNON | ST |  | ISSUED | 26-JUN-14 | ARB INC | WORK CATEGORY: 1P; GAS HOUSELINE EXT.
PP20140626857 | 26-JUN-14 | 558 |  | 20TH | AV |  | ISSUED | 26-JUN-14 | J & J SOUTH WEST CONSTRUCTION INC | 3RD FLOOR: REMODEL (2) BATHROOMS AND (1) KITCHEN (1) LAUNDRY ROOM - INCLUDE SHOWER PAN
PW20140626241 | 26-JUN-14 | 750 |  | 27TH | ST |  | ISSUED | 26-JUN-14 | PARKS PLUMBING & HEATING | WORK CATEGORY: 2PB; BATH AND KITCHEN. FIRST FLOOR.
PW20140626233 | 26-JUN-14 | 1731 |  | 24TH | AV |  | ISSUED | 26-JUN-14 | ATLAS PLUMBING AND ROOTER | WORK CATEGORY: 1P; SEWER HOUSETRAP
PP20140626856 | 26-JUN-14 | 1522 |  | VALLEJO | ST |  | ISSUED | 26-JUN-14 | STEPHEN FITZSIMON | SINGLE FAMILY HOME REMODEL 2 BATHROOMS 1 KITCHEN 1 LAVY 1 WATER HEATER.
PW20140626227 | 26-JUN-14 | 275 |  | VERNON | ST |  | ISSUED | 26-JUN-14 | ARB INC | WORK CATEGORY: 1P; GAS HOUSE LINE EXT.
PW20140626210 | 26-JUN-14 | 1625 |  | ALABAMA | ST |  | ISSUED | 26-JUN-14 | O'DONOVAN PLUMBING INC. | WORK CATEGORY: 2PB; REMODEL EXISTING HOUSE FOUR AND HALF BATHROOM NEW SEWER AND WATER
PW20140626240 | 26-JUN-14 | 534 |  | 04TH | ST |  | ISSUED | 26-JUN-14 | BAYLINE MECHANICAL INC | WORK CATEGORY: 5P; GROUND FLOOR - INSTALL TWO KITCHEN SINKS
PW20140626237 | 26-JUN-14 | 1 |  | SANSOME | ST |  | ISSUED | 26-JUN-14 | BAYLINE MECHANICAL INC | WORK CATEGORY: 5P; GROUND FLOOR - INSTALL TWO NEW WATER CLOSETS AND TWO NEW LAVATORYS
PW20140626238 | 26-JUN-14 | 400 |  | SUTTER | ST |  | ISSUED | 26-JUN-14 | BELLANTI PLUMBING INC | WORK CATEGORY: 5P; RENOVATION FOR NEW STORE.
PW20140626211 | 26-JUN-14 | 50 |  | FREMONT | ST |  | COMPLETE | 02-JUL-14 | GOLDEN GATE FIRE PROTECTION INC | WORK CATEGORY: 4PB; RELOCATE 28 EXISTING FIRE SPRINKLER PENDANTS TO NEW CEILING ON THE 2ND FL GGFP # 14-209
PW20140626212 | 26-JUN-14 | 1460 |  | WILLARD | ST | 0 | ISSUED | 26-JUN-14 | DEJAGER & REILLY PLUMBING & HEATING | WORK CATEGORY: 1P; PER CUSTOMER JOB CARD #2014-06-09-7804 CAPPED OFF DRAIN AND WATER LINES TO LAVY SINK ON GROUND LEVEL UNIT.
PW20140626245 | 26-JUN-14 | 1333 |  | JONES | ST | 1703 | ISSUED | 26-JUN-14 | GARIBALDI PLUMBING COMPANY INC | WORK CATEGORY: 1P; INSTALL NEW FIXTURES IN BATHROOM
PW20140626255 | 26-JUN-14 | 499 |  | ILLINOIS | ST |  | ISSUED | 26-JUN-14 | ACCO ENGINEERED SYSTEMS | WORK CATEGORY: 5P; NEW RISERS FOR MULTI-TENANTS
PW20140626249 | 26-JUN-14 | 101 |  | CALIFORNIA | ST |  | ISSUED | 26-JUN-14 | PRIBUSS ENGINEERING INC | WORK CATEGORY: 4PB; JC3786 - FIRE SPRINKLER T.I.
PMW20140626252 | 26-JUN-14 | 1028 |  | TREAT | AV |  | ISSUED | 26-JUN-14 | OKELL'S FIREPLACES | WORK CATEGORY: 1M; INSTALL GAS FIREPLACE; GAS LINE WORK PERFORMED BY OTHERS
PP20140626832 | 26-JUN-14 | 2909 |  | JENNINGS | ST |  | ISSUED | 26-JUN-14 | BEN & KEN 99 CONSTR. INC. (CHECK ID) | REMODEL TWO BATHROOM AND KITCHEN ON 2ND FLOOR. ADD ONE BATHROOM AND LAUNDRY ROOM ON GROUNDFLOOR.
PW20140626234 | 26-JUN-14 | 360 |  | 03RD | ST |  | COMPLETE | 01-JUL-14 | GOLDEN GATE FIRE PROTECTION INC | WORK CATEGORY: 4PB; RELOCATE 9 UPRIGHT SPRINKLER HEADS ON THE 4TH FL #GGFP 14-185
PP20140626860 | 26-JUN-14 | 2595 |  | 26TH | AV |  | ISSUED | 26-JUN-14 | DANIEL DALY CONSTRUCTION | INSTALL 1 P-TRAP.
PP20140626846 | 26-JUN-14 | 1845 |  | LAKE | ST | 2 | ISSUED | 26-JUN-14 | NIKOLAY ZILINSKIY | INSTALL PARTIAL FIRE SPRINKLER SYSTEM THOUGHTOUT UNIT #2. IMPROVEMENTS INCLUDING NEW 2IN FIRE SERVICE.
PW20140626228 | 26-JUN-14 | 50 |  | HAWTHORNE | ST |  | ISSUED | 26-JUN-14 | GOLDEN GATE FIRE PROTECTION INC | WORK CATEGORY: 4PB; RELOCATE 407 SPRINKLER HEADS TO NEW CEILINGS GGFP #14-164
PW20140626230 | 26-JUN-14 | 49 |  | STEVENSON | ST |  | ISSUED | 26-JUN-14 | E M S PLUMBING | WORK CATEGORY: 5P; WORK PERFORMED ON 10TH FLOOR. INSTALL PLUMBING FOR 1 NEW BREAK SINK. ADA UPGRADES TO RESTROOM.
PW20140626231 | 26-JUN-14 | 185 |  | BERRY | ST |  | ISSUED | 26-JUN-14 | BAYLINE MECHANICAL INC | WORK CATEGORY: 5P; INSTALL ONE NEW PANTRY SINK IN SUITE 5100
PW20140626214 | 26-JUN-14 | 783 |  | 22ND | AV |  | ISSUED | 26-JUN-14 | FAST RESPONSE PLUMBING & ROOTER | WORK CATEGORY: 1P; SEWER AND HOUSE TRAP REPLACEMENT
PM20140626848 | 26-JUN-14 | 1845 |  | JUDAH | ST | 1 | ISSUED | 26-JUN-14 | TAI SHAN CONSTRUCTION | REPLACE (E) FURNACE.
PP20140626829 | 26-JUN-14 | 317 |  | FRANCONIA | ST |  | ISSUED | 26-JUN-14 | MOONLIGHT PLUMBING | NEW TOILET/LAV/TUB IN EXISTING LOCATION 10FT OF GAS LINES TO NEW METER LOCATION.
PW20140626217 | 26-JUN-14 | 295 |  | FARALLONES | ST |  | COMPLETE | 02-JUL-14 | ARB INC | WORK CATEGORY: 1P; GAS HOUSE LINE EXT
PW20140626215 | 26-JUN-14 | 88 |  | KEARNY | ST |  | ISSUED | 26-JUN-14 | POTTER FIRE PROTECTION | WORK CATEGORY: 4PB; RELOCATE (6) AND PLUG (1) FIRE SPRINKLERS.REFERENCE #2014-05-06-5052
PM20140626837 | 26-JUN-14 | 633 |  | VELASCO | AV |  | COMPLETE | 30-JUN-14 | BEN & KEN 99 CONSTR. INC. (CHECK ID) | RELOCATION OF FURNACE
PP20140626845 | 26-JUN-14 | 395 |  | SAN JOSE | AV |  | ISSUED | 26-JUN-14 | PAUL A NOLAN PLUMB CONTR | TO OBTAIN A FINAL INSPECTION FOR WORK COMPLETED UNDER EXPIRED PERMIT PP20110502901.
PW20140626254 | 26-JUN-14 | 9 |  | GERKE | AL |  | ISSUED | 26-JUN-14 | LEV'S PLUMBING CO | WORK CATEGORY: 1P; REPLACE MAIN 3/4'' GAL.PIPES WITH NEW COPPER 1 1/4''. DRAIN FOR WASHER GAS FOR DRYER.
PP20140626842 | 26-JUN-14 | 21 |  | RUTLEDGE | ST |  | ISSUED | 26-JUN-14 | JOE WATTERSON PLUMBING | REMODEL BATHROOM AND SHOWER PAN.
PW20140626239 | 26-JUN-14 | 2016 |  | MARKET | ST |  | ISSUED | 26-JUN-14 | FAULT LINE PLUMBING INC | WORK CATEGORY: 2PB; PROVIDE AND INSTALL PLUMBING FOR TENANT IMPROVEMENTS ON A SEE'S CANDIES.
PM20140626824 | 26-JUN-14 | 1870 |  | CHURCH | ST |  | ISSUED | 26-JUN-14 | GENNADIY BURYACHENKO | INSTALL NEW 95% AFUE FURNAC EIN THE MECHANICAL ROOM. INSTALL PVC FLUE PIPE FOR THE FURANCE AND W/H.
PW20140626248 | 26-JUN-14 | 300 |  | NEWHALL | ST |  | ISSUED | 26-JUN-14 | PRIBUSS ENGINEERING INC | WORK CATEGORY: 4PB; FIRE SPRINKLER. T.I.
PP20140626851 | 26-JUN-14 | 2237 |  | 15TH | AV |  | ISSUED | 26-JUN-14 | ROYAL LYON CONSTRUCTION | KITCHEN & BATHROOM REMODEL WITH ONE SHOWER PAN.
PP20140626827 | 26-JUN-14 | 1818 |  | BROADWAY | * | 102 | ISSUED | 26-JUN-14 | RAUM | REMODEL BATHROOM & KITCHEN (NO SHOWER).
PW20140626218 | 26-JUN-14 | 235 |  | VERNON | ST |  | ISSUED | 26-JUN-14 | ARB INC | WORK CATEGORY: 1P; GAS HOUSELINE EXT
PP20140626826 | 26-JUN-14 | 2202 |  | BRYANT | ST |  | ISSUED | 26-JUN-14 | SEDERAP'S DRYWALL INC. | REPLACE FIXTURES IN KITCHEN & BATHROOM.
PP20140626855 | 26-JUN-14 | 535 |  | HILL | ST |  | ISSUED | 26-JUN-14 | CARY WING PLUMBING & FIRE PROTECTION INC | TO COMPLY WITH PHSYICAL INSPECTION REPORT CC-7302.
PW20140626225 | 26-JUN-14 | 22 |  | RUDDEN | AV |  | ISSUED | 26-JUN-14 | MARCO DELEON PLUMBING | WORK CATEGORY: 1P; NEW BATHROOM IN BASEMENT AND LAUNDRY ROOM.
PP20140626849 | 26-JUN-14 | 1845 |  | JUDAH | ST | 1 | ISSUED | 26-JUN-14 | TAI SHAN CONSTRUCTION | 2 NEW BATHROOM AND LAUNDRY AREA. REPLACE WATER HEATER.
PP20140626828 | 26-JUN-14 | 2635 |  | FRANKLIN | ST | 0 | COMPLETE | 30-JUN-14 | J E BROWN CO MECHANICAL | INSTALLATION OF THE DOMESTIC HOT WATER HEATING SYSTEM.
PW20140626219 | 26-JUN-14 | 236 |  | VERNON | ST |  | ISSUED | 26-JUN-14 | ARB INC | WORK CATEGORY: 1P; GAS HOUSELINE EXT
PP20140626840 | 26-JUN-14 | 500 |  | HYDE | ST | 505 | ISSUED | 26-JUN-14 | MANNY'S HANDYMAN INC. DBA: MHM CONSTR. | RELOCATE KITCHEN DRAIN AND REPLACE; TOILET SINK AND TUB AND ALL PLUMBING AS NEEDED.
PP20140626834 | 26-JUN-14 | 1250 |  | JONES | ST | 703 | ISSUED | 26-JUN-14 | SURE INC. | BATHROOM & KITCHEN REMODEL: K: SINK & FACUET REPLCE ALL APPLIANCCES REPLACE TOILETS REPLACE SHOWER & FAUCET REPLACE TUB & FACUETS REPLACE VANITIES AND FAUCETS.
PW20140626216 | 26-JUN-14 | 100 |  | 01ST | ST |  | COMPLETE | 30-JUN-14 | D P W INC. | WORK CATEGORY: 11P; THIS PERMIT IS FOR THE REMOVAL OF A BACKFLOW PREVENTION ASSEMBLY (WATTS 1/2" RP MODEL #LF009 SERIAL #07903 SP ID#598-291-0117 TAP#211034 PICK# VQ7UH0C6 METER#0070208092 ACCOUNT#2095869220). THE REMOVED DEVICE IS ON THE GROUND FLOOR (STARBUCKS).
PP20140626852 | 26-JUN-14 | 262 |  | NEVADA | ST |  | ISSUED | 26-JUN-14 | KELLY CONSTRUCTION | INSTLLATOING OF 5FTX8FT BATHROOM 1 WATER CLOSET 1 VANITY 1 SHOWER PAN.
PW20140626251 | 26-JUN-14 | 400 |  | POST | ST | 0 | ISSUED | 26-JUN-14 | LEO GOTELLI PLUMBING INC | WORK CATEGORY: 1P; INSTALL NEW BACKFLOW DEVICE.
PW20140626243 | 26-JUN-14 | 129 |  | BERNARD | ST |  | ISSUED | 26-JUN-14 | PRO PLUMBING | WORK CATEGORY: 2PA; ONE BATHOOM ONE KITCHEN AND 1 WASHER REMODEL. RELOCATE GAS LINE. REMOVE OLD PIPES.
PMW20140626250 | 26-JUN-14 | 3234 |  | WASHINGTON | ST |  | ISSUED | 26-JUN-14 | OKELL'S FIREPLACES | WORK CATEGORY: 1M; INSTALL GAS FIREPLACE; GAS LINE WORK PERFORMED BY OTHERS
PM20140626836 | 26-JUN-14 | 165 |  | PEABODY | ST |  | ISSUED | 26-JUN-14 | BERG'S HEATING & SERV CO | INSTALL NEW FURANCE & FLUE.
PP20140627892 | 27-JUN-14 | 215 |  | FREMONT | ST |  | ISSUED | 27-JUN-14 | ELLIS CONTRACTING INC | TENANT IMPROVEMENT: PLUMBING FOR MEN'S & WOMEN'S LOCKEROOM.
PP20140627866 | 27-JUN-14 | 851 |  | CORBETT | AV |  | ISSUED | 27-JUN-14 | PARAMOUNT PLUMBING | 2 BOILER (LESS 199K BTU) PEX PIPE FOR RADIANT FOR 2 UNITS MANIFOLDS.
PW20140627268 | 27-JUN-14 | 150 |  | RIVOLI | ST |  | ISSUED | 27-JUN-14 | WEST CORK PLUMBING | WORK CATEGORY: 2PB; PLUMBING FOR 3 AND A HALF BATHS KITCHEN AND LAUNDRYNEW SEWER GAS AND WATER TO BE INSTALLED
PMW20140627283 | 27-JUN-14 | 640 |  | TERESITA | BL |  | ISSUED | 27-JUN-14 | SCHMITT HEATING CO INC | WORK CATEGORY: 1M; REPLACE EXISTING FURNACE WITH NEW.
PMW20140627276 | 27-JUN-14 | 812 |  | DOLORES | ST |  | ISSUED | 27-JUN-14 | BUILDING EFFICIENCY INC | WORK CATEGORY: 1M; REPLACING EXISTING UNIT WITH HIGH EFFICIENCY UNIT ALSO REPLACING UNIT IN IN-LAW APT
PM20140627881 | 27-JUN-14 | 899 |  | VALENCIA | ST |  | ISSUED | 27-JUN-14 | BAY HERITAGE HOME EQUIPMENT | INSTALLATION OF VALOR L1 GAS FIREPLACE.
PW20140627289 | 27-JUN-14 | 49 |  | CLAIRVIEW | CT |  | ISSUED | 27-JUN-14 | PETER MURPHY PLUMBING | WORK CATEGORY: 1P; PLUMBING FOR TWO BATHROOMS WITH SHOWER PANS NEW GAS FOR BUILDING NEW ON DEMAND WATER HEATER ROOF DRAINS KITCHEN PLUMBING
PMW20140627282 | 27-JUN-14 | 779 |  | 26TH | AV |  | ISSUED | 27-JUN-14 | TECHPRO MECHANICAL | WORK CATEGORY: 1M; REPLACE EXISTING FURNACE
PMW20140627260 | 27-JUN-14 | 1447 |  | OAKDALE | AV |  | ISSUED | 27-JUN-14 | BRIAN FUSCO PLUMBING | WORK CATEGORY: 1M; INSTALL HOOD DUCTING.
PW20140627266 | 27-JUN-14 | 2343 |  | 03RD | ST |  | ISSUED | 27-JUN-14 | PRECISION PLUMBING | WORK CATEGORY: 5P; INSTALLATION OF REQUIRED PLUMBING FOR ADA BATHROOMS AND NEW COMMERCIAL KITCHEN INCLUDING NEW GAS PIPING.
PP20140627882 | 27-JUN-14 | 1991 |  | CALIFORNIA | ST |  | ISSUED | 27-JUN-14 | R. E. M. BOILER | AMEND PP20140402591: ADDITIONAL WORK SCOPE TO INCLUDE REPLACEMENT OF STEAM BOILER 399KBTU.
PW20140627265 | 27-JUN-14 | 322 |  | RITCH | ST |  | COMPLETE | 01-JUL-14 | AYOOB MECHANICAL INC | WORK CATEGORY: 1P; SHOWER PAN INSTALL
PM20140627889 | 27-JUN-14 | 460 |  | DAVIS | ST |  | ISSUED | 27-JUN-14 | EMCOR SERVICES/MESA ENERGY SYSTEMS INC | REMOVE & REPLACE (2) EXISTING HEATING UNITS.
PW20140627279 | 27-JUN-14 | 1280 |  | 10TH | AV |  | ISSUED | 27-JUN-14 | TNT PLUMBING CO | WORK CATEGORY: 2PA; WASTE VENT FOR 1 NEW PREP SINK WATER FOR 1 NEW PREP SINK 2 TOILETS 2 LAV'S 1 ADA BREAK ROOM SINK (WASTE AND VENT BY OTHERS) AND 20 GALLON ELECTRIC WATER HEATER
PP20140627903 | 27-JUN-14 | 2772 |  | JACKSON | ST |  | ISSUED | 27-JUN-14 | SEBIAN CONSTRUCTION | KITCHEN REMODEL.
PP20140627897 | 27-JUN-14 | 2725 |  | DIAMOND | ST |  | ISSUED | 27-JUN-14 | DAVE MASON BUILDING | BATH REMODEL WC LAVATORY & SHOWER 1 SHOWER PAN.
PP20140627895 | 27-JUN-14 | 555 |  | CALIFORNIA | ST | 0 | ISSUED | 30-JUN-14 | AIRCO MECHANICAL INC | 2/F: WASTE WASTER & VENT PLUMBING FOR 2/F CORE RESTROOM REMODEL.
PP20140627868 | 27-JUN-14 | 2038 |  | BALBOA | ST |  | ISSUED | 27-JUN-14 | BAY COUNTIES ELECTRIC & CONST. | INSTALL NEW WATER PIPE FROM METER TO UNIT.
PP20140627862 | 27-JUN-14 | 4426 |  | 20TH | ST |  | ISSUED | 27-JUN-14 | NEIGHBORHOOD PLUMBING | KITCHEN REMODEL GAS LINE FOR STOVE FIREPLACE.
PW20140627275 | 27-JUN-14 | 126 |  | SANCHEZ | ST |  | COMPLETE | 03-JUL-14 | SAN FRANCISCO PLUMBING CO | WORK CATEGORY: 1P; REPAIR/REPLACE SEWER
PW20140627267 | 27-JUN-14 | 2001 |  | 37TH | AV |  | ISSUED | 27-JUN-14 | D P W INC. | WORK CATEGORY: 5P; TENANT SINK IN THE STUDENT CENTER NEW DRINKING FOUNTAIN AND RELOCATED LAVATORY SINK IN THE 1ST FLOOR WOMEN'S ROOM OF THE ACADEMIC BUILDING.
PP20140627902 | 27-JUN-14 | 333 |  | BAY | ST |  | ISSUED | 27-JUN-14 | WESTATES MECHANICAL CORP INC | INSTALL (21) NEW PENDENT SPRINKLERS TO A NEW CEILING GRID & DEMO (19) EXISTING SPRINKLER HEADS.
PP20140627877 | 27-JUN-14 | 502 |  | ROOSEVELT | WY | 0 | ISSUED | 27-JUN-14 | HAMMERHOUSE CONSTRUCTION | FINISH PLUMBING WORK FOR KITCHEN REMODEL
PP20140627875 | 27-JUN-14 | 1701 |  | BEACH | ST |  | ISSUED | 27-JUN-14 | PROMPT PLUMBING SERVICES | REMODELING ONE BATHOROM.
PP20140627869 | 27-JUN-14 | 465 |  | DIAMOND | ST |  | ISSUED | 27-JUN-14 | FOLEY CONSTRUCTION | INSTALLATION OF 1 SHOWER PAN.
PP20140627900 | 27-JUN-14 | 215 |  | NEY | ST |  | ISSUED | 27-JUN-14 | BAY METRO CORPORATION | FIRE DAMANGE REPAIR: DISCONNECT & REINSTALL ALL FIXTURES IN 3 BATHROM DUE TO EXTERIOR WALL.
PP20140627872 | 27-JUN-14 | 4027 |  | 24TH | ST |  | ISSUED | 27-JUN-14 | SETH BERNSTEIN | INSTALL NEW HEATER AND SINKS
PW20140627274 | 27-JUN-14 | 2234 |  | VALLEJO | ST | 0 | ISSUED | 27-JUN-14 | CALIF PLUMBING & RADIANT HEATING INC | WORK CATEGORY: 1P; ALTERED RAIN LEADER AND INSTALL A NEW AREA DRAIN.
PW20140627273 | 27-JUN-14 | 290 |  | BRENTWOOD | AV |  | COMPLETE | 03-JUL-14 | TWO GUYS PLUMBING INC DBA CABRILLO PLUM | WORK CATEGORY: 1P; GAS LINE REPLACEMENT FROM GAS METER TO APPLIANCES.
PP20140627883 | 27-JUN-14 | 536 |  | LEAVENWORTH | ST |  | ISSUED | 27-JUN-14 | R. E. M. BOILER | UNIT 53: INSTALL NEW TUB/SHOWER FAUCET INSTALL NEW KITCHEN SINK AND FAUCET .
PP20140627898 | 27-JUN-14 | 1507 |  | 35TH | AV |  | ISSUED | 27-JUN-14 | HAROLD CONSTRUCTION COMPANY | ADD NEW BATHROOM ON G/F.
PW20140627271 | 27-JUN-14 | 75 |  | HAWTHORNE | ST |  | ISSUED | 27-JUN-14 | BROADWAY MECH.CNTRS. INC. | WORK CATEGORY: 5P; 21 STORY REMODEL OF AN EXISTING COMMERCIAL BUILDING - MECHANICAL ROOM ON 21ST WHERE NEW FLOOR DRAINS HAVE BEEN ADDED.
PW20140627278 | 27-JUN-14 | 100 |  | MONTGOMERY | ST |  | ISSUED | 27-JUN-14 | BELLANTI PLUMBING INC | WORK CATEGORY: 5P; WASTE LINE UNDER FLOOR ABOVE FLOOR TRIM @ STARBUCKS
PP20140627879 | 27-JUN-14 | 170 |  | VALLEY | ST |  | ISSUED | 27-JUN-14 | RUBY PLUMBING & ELECTRICAL | INSTALL & REMODEL 4 BATHROOMS LAUNDRY KITCHEN.
PP20140627886 | 27-JUN-14 | 127 |  | RICE | ST |  | ISSUED | 27-JUN-14 | 3D REMODELING INC | KITCHEN REMODEL: INSTALL SINK & DISHWASHER NEW DUCTING INTO ATTIC.
PP20140627865 | 27-JUN-14 | 1280 |  | 02ND | AV |  | ISSUED | 27-JUN-14 | MANNON CONSTRUCTION | REMODEL EXISTING KITCHEN AND BATHROOM CONSTRUCT NEW BATHROOM.
PW20140627277 | 27-JUN-14 | 615 |  | UNION | ST |  | ISSUED | 27-JUN-14 | SAN FRANCISCO PLUMBING CO | WORK CATEGORY: 1P; REPLACED EXISTING VANITY (2) #321 AND 220.
PW20140627259 | 27-JUN-14 | 1447 |  | OAKDALE | AV |  | ISSUED | 27-JUN-14 | BRIAN FUSCO PLUMBING | WORK CATEGORY: 1P; KITCHEN REMODEL.
PP20140627896 | 27-JUN-14 | 555 |  | CALIFORNIA | ST |  | ISSUED | 30-JUN-14 | AIRCO MECHANICAL INC | 3/F: WASTER WASTE & VENT PLUMBING FOR 3/F CORE RESTROOM REMODEL.
PW20140627287 | 27-JUN-14 | 2939 |  | DIVISADERO | ST |  | ISSUED | 27-JUN-14 | MADDEN PLUMBING | WORK CATEGORY: 1P; PROVIDE (4) ZONES OF RADIANT HEAT
PP20140627890 | 27-JUN-14 | 308 |  | TURK | ST | 11 | ISSUED | 27-JUN-14 | DOUGLAS J BURROWS | UPGRADE PLUMBING NEW FIXTURES.
PP20140627894 | 27-JUN-14 | 21 |  | BEMIS | ST |  | REINSTATED | 09-JUL-14 | MICHAEL HEAVEY CONSTRUCTION INC | SANITARY SEWER INSTALLATOIN 13LF FROM FRONT OF HOUSE TO POINT OF CONNECTION.
PP20140627887 | 27-JUN-14 | 360 |  | GUERRERO | ST | 220 | ISSUED | 27-JUN-14 | 3D REMODELING INC | KITCHEN REMODEL: INSTALL SINK & DISHWASHER.
PP20140627864 | 27-JUN-14 | 504 |  | 04TH | ST |  | ISSUED | 27-JUN-14 | OCCIDENTAL EXPRESS | TO COMPLY WITH COMPLAINT #201451521. REPLACING WASH BASINS INCLUDING FAUCETS IN GUEST ROOMS (28). TUBS TOILETS WASH BASINS IN COMMON BATHROOMS (3) AND INSTALLING AREA DRAINS IN COMMON BATHROOMS. OK RF.
PP20140627880 | 27-JUN-14 | 6 |  | LELAND | AV |  | ISSUED | 27-JUN-14 | J & J SOUTH WEST CONSTRUCTION INC | REPLACE (E) TOILET.
PM20140627870 | 27-JUN-14 | 755 |  | OCEAN | AV |  | ISSUED | 27-JUN-14 | BAYSIDE HTG & A/C INC | ROOFTOP: REPLACE 60 000 BTU/H PACKAGE HEAT PUMP (LIKE FOR LIKE).
PW20140627284 | 27-JUN-14 | 3440 |  | 25TH | ST |  | ISSUED | 27-JUN-14 | EARTHQUAKE ENTERPRISES INC DBA HETHERING | WORK CATEGORY: 8P; REMOVE ONE BOILER AND REPLACE WITH 3 NEW BOILERS. TWO (2) DOMESTIC HOT WATER AND ONE (1) STEAM BOILER.
PW20140627264 | 27-JUN-14 | 2312 |  | 35TH | AV |  | COMPLETE | 30-JUN-14 | ECONOMY PLUMBING | WORK CATEGORY: 1P; REPLACE SEWERLINE
PMW20140627263 | 27-JUN-14 | 1974 |  | 18TH | AV |  | ISSUED | 27-JUN-14 | KEVEL HOME PERFORMANCE | WORK CATEGORY: 1M; INSTALL HIGH EFFICIENCY FORCED AIR FURNACE IN EXISTING FURNACE LOCATION; REPLACE FORCED AIR DISTRIBUTION DUCTING WITH NEW SHEET METAL DUCTING INSULATED TO R-6 LEVELS
PP20140627873 | 27-JUN-14 | 1501 |  | HAIGHT | ST | 8 | ISSUED | 27-JUN-14 | B-SIDE INC. | KITCHEN & BATHROOM REMODEL ADD LAUNDRY.
PP20140627871 | 27-JUN-14 | 42 |  | UPPER | TR |  | ISSUED | 27-JUN-14 | PICONE RENOVATIONS | RENEWAL TO OBTAIN FINAL INSPECTION FOR EXPIRED PERMITS: PP20110527487 PP20111019852 PP20130429333 DONE BY THE SAME CONTRACTOR FOR FINAL INSPECTION ONLY. ALL WORK IS COMPLETE.
PP20140627876 | 27-JUN-14 | 11 |  | COLLINS | ST |  | ISSUED | 27-JUN-14 | PROMPT PLUMBING SERVICES | NEW PLUMBING FOR ONE BATHROOM.
PM20140627899 | 27-JUN-14 | 1507 |  | 35TH | AV |  | ISSUED | 27-JUN-14 | HAROLD CONSTRUCTION COMPANY | CHANGE HEATER.
PMW20140627281 | 27-JUN-14 | 2200 |  | LYON | ST |  | ISSUED | 27-JUN-14 | SCHMITT HEATING CO INC | WORK CATEGORY: 1M; REPLACE EXISTING FURNACE WITH NEW.
PP20140627891 | 27-JUN-14 | 1530 |  | GOUGH | ST |  | ISSUED | 27-JUN-14 | DOUGLAS J BURROWS | UPGRADE PLUMBING NEW FIXTURES.
PW20140627270 | 27-JUN-14 | 166 |  | CASELLI | AV |  | ISSUED | 27-JUN-14 | WEST CORK PLUMBING | WORK CATEGORY: 2PA; REMODEL KITCHEN AND BATHROOM INSTALL SHOWER PAN AND ADD ROOF DRAIN
PM20140627885 | 27-JUN-14 | 260 |  | NIAGARA | AV |  | ISSUED | 27-JUN-14 | ORTIZ HEATING AND AIR CONDITIONING | REPLACEMENT OF EXISTING FURNACE AND FLUE PIPE TO FURNACE AND (E) WATER HEATER.
PP20140627884 | 27-JUN-14 | 2055 |  | GREEN | ST |  | ISSUED | 27-JUN-14 | CREATIVELY BUILT INC | TO OBTAIN A FINAL INSPECTION FOR WORK COMPLETED UNDER EXPIRED PERMIT PW20130403743. REF CURRENT PERMIT PP20140321230.
PP20140627874 | 27-JUN-14 | 1700 |  | BROADWAY | * |  | ISSUED | 27-JUN-14 | PROMPT PLUMBING SERVICES | REMODELING ONE BATHROOM.
PM20140627893 | 27-JUN-14 | 215 |  | FREMONT | ST |  | ISSUED | 27-JUN-14 | ELLIS CONTRACTING INC | TENANT IMPROVEMENT OF NEW YOGA STUDIO NEW MECHANICAL DISTRIBUTION SYSTEM (HEAT PUMP) AND ASSOCIATED MECHANICAL WORK AS PER APPROVED PLANS.
PMW20140627280 | 27-JUN-14 | 2686 |  | UNION | ST |  | ISSUED | 27-JUN-14 | SCHMITT HEATING CO INC | WORK CATEGORY: 1M; INSTALL NEW FAN COILS AND CONDENSATE DRAIN LINE.
PP20140627878 | 27-JUN-14 | 707 |  | COLE | ST |  | ISSUED | 27-JUN-14 | BUILDING EFFICIENCY INC | TANKLESS WATER HEATER INSTALL H.E. 95%
PW20140627288 | 27-JUN-14 | 3365 |  | 22ND | ST |  | ISSUED | 27-JUN-14 | ROS PLUMBING | WORK CATEGORY: 1P; 3R REPORT FOR UNIT 3365 3367 . APPLICATION CC7622
PW20140627261 | 27-JUN-14 | 1050 |  | BATTERY | ST |  | COMPLETE | 30-JUN-14 | GOLDEN GATE FIRE PROTECTION INC | WORK CATEGORY: 4PB; RELOCATE 12 SPRINKLER HEADS FOR NEW CEILING ON THE GROUND LEVEL GGFP #14-223
PW20140627269 | 27-JUN-14 | 1340 |  | CLAY | ST |  | ISSUED | 27-JUN-14 | EARTHQUAKE ENTERPRISES INC DBA HETHERING | WORK CATEGORY: 8P; REMOVE TWO HOT WATER BOILERS SERIAL #'S MD011024882 AND E90342295 AND REPLACE WITH TWO NEW HOT WATER BOILERS.
PP20140627888 | 27-JUN-14 | 3380 |  | JACKSON | ST |  | ISSUED | 27-JUN-14 | AAA CONCRETE CONST &PLUMB | TO CORRECT & REPLACE/REPLACE MISSING VANDALISED DAMAGED COPPER BRASS CAST IRON PIPES & FITTINGS AS REPORTED 2014.06.25 TO ABATE COMPLAINT #1999-26003.
PP20140627863 | 27-JUN-14 | 2282 |  | 44TH | AV |  | ISSUED | 27-JUN-14 | KITCHEN EXPERTS OF CA INC. | 1ST FLOOR: KITCHEN REMODEL CHANGE SINK AND HOOK TO EXISTING PLUMBING
PMW20140627285 | 27-JUN-14 | 949 |  | ELIZABETH | ST |  | ISSUED | 27-JUN-14 | BLAZE FIREPLACES OF NO CAL | WORK CATEGORY: 1M; INSTALL ONE FIREPLACE
PW20140627286 | 27-JUN-14 | 1919 |  | GRANT | AV | 0 | ISSUED | 27-JUN-14 | DOKE'S PLUMBING INC. | WORK CATEGORY: 1P; RELOCATE LAVVY SINK AND CLAW FOOT TUB ON THE 2ND FLOOR BATHROOM.
PW20140627272 | 27-JUN-14 | 2526 |  | BALBOA | ST | 0 | ISSUED | 27-JUN-14 | EARTHQUAKE ENTERPRISES INC DBA HETHERING | WORK CATEGORY: 1P; REMOVE AND REPLACE ONE HEATING BOILER (UNDER 200 000 BTU)
PP20140627867 | 27-JUN-14 | 851 |  | CORBETT | AV |  | ISSUED | 27-JUN-14 | PARAMOUNT PLUMBING | 4-1/2 BATHROOM 2 KITCHEN 2 LAUNDRY NEW SEWER WITH 2 HOUSETRAPS GAS LINES X2 ROOF DRAIN DECK DRAINS X2 2 WATER LINES FROM METERS 3 SHOWER PANS.
PP20140627901 | 27-JUN-14 | 26 |  | OFARRELL | ST |  | COMPLETE | 02-JUL-14 | WEST PACIFIC FIRE PROTECTION SVCS. INC. | 2 HEAD RELOCATE IN BATHROOM ON THE 8TH FLOOR
PW20140627262 | 27-JUN-14 | 1325 |  | FILBERT | ST |  | ISSUED | 27-JUN-14 | ANAYA TILE COMPANY | WORK CATEGORY: 1P; TWO SHOWER PAN INSTALLATION
PW20140628290 | 28-JUN-14 | 168 |  | BAYVIEW | CR |  | COMPLETE | 07-JUL-14 | PERFORMANCE PLUMBING | WORK CATEGORY: 1P; ADDING GAS LINE FROM THE METER TO STOVE AND FIRE PLACE.
PW20140629293 | 29-JUN-14 | 1080 |  | CHESTNUT | ST | 14 | ISSUED | 29-JUN-14 | TOMMY TUNG PLUMBING | WORK CATEGORY: 2PA; BATHROOM LAUNDRY ROOM PLUMBING WORK
PW20140629291 | 29-JUN-14 | 779 |  | 26TH | AV |  | ISSUED | 29-JUN-14 | PERFORMANCE PLUMBING | WORK CATEGORY: 2PA; REMODEL TWO UPSTAIRS BATHROOMS REMODEL KITCHEN LAUNDRY AND 1/2 BATH ON MAIN (MID) LEVEL.REPLACE WATER HEATER IN THE GARAGE.
PMW20140629292 | 29-JUN-14 | 25 |  | BELGRAVE | AV |  | ISSUED | 29-JUN-14 | SCHMITT HEATING CO INC | WORK CATEGORY: 1M; INSTALL NEW CONDENSATE DRAIN LINES.