## pissued_permits
PIDPMT# | APP_DATE | FST_N | LST_NO | STREET | ST_SFX | UNIT# | STATUS | STATUS_DATE | CONTRACTOR COMPANY | DESCRIPTION
PW20190801838 | 01-AUG-19 | 3639 |  | 20TH | ST |  | ISSUED | 01-AUG-19 | RIFF RAFF PLUMBING | WORK CATEGORY: 1P; 2 KITCHENS 3 1/2 BATHROOMS LAUNDRY SEWER CATCH BASIN
PW20190801846 | 01-AUG-19 | 227 |  | 03RD | AV |  | ISSUED | 01-AUG-19 | PETER MURPHY PLUMBING | WORK CATEGORY: 1P; KITCHEN REMODELWATER LINE FRIDGE LINE
PW20190801821 | 01-AUG-19 | 560 |  | MISSION | ST |  | ISSUED | 01-AUG-19 | GOLDEN GATE FIRE PROTECTION INC | WORK CATEGORY: 4PB; GGFP 19-197 RELOCATE 14 HEADS ON THE 29TH FLOOR RELOCATE 48 HEADS ON THE 30TH FLOOR RELOCATE 89 HEADS ON THE 31ST FLOOR
PW20190801842 | 01-AUG-19 | 45 |  | 20TH | AV |  | COMPLETE | 15-AUG-19 | A AND T PLUMBING | WORK CATEGORY: 1P; SEWER REPAIR OR REPLACE WITH HOUSE TRAP
PP20190801092 | 01-AUG-19 | 144 |  | 02ND | ST |  | COMPLETE | 27-AUG-19 | BEST WAY MECHANICAL INC | ADD 4 SPRINKLER HEADS. MODIFY EXISTING IN T BAR CEILING. REPLACE DAMAGED SPRINKLER HEADS. INSTALL BREAK ROOM SINK & DISHWASHER
PP20190801083 | 01-AUG-19 | 1980 |  | VALLEJO | ST | 3 | ISSUED | 01-AUG-19 | GOLDEN STATE MARBLE & GRANITE INC. | REMODEL 3 BATHROOM AND 1 KITCHEN. NEW PLUMBING AND PLUMBING FIXTURES AS NEEDED. 2 SHOWER PAN.
PP20190801067 | 01-AUG-19 | 4228 |  | GEARY | BL |  | ISSUED | 01-AUG-19 | FOOTHILL FIRE PROTECTION INC. | INSTALL NEW FIRE SPRINKLER SYSTEM IN E BUILDING NO E SPRINKLERS PRESENT. ~100 HEADS
PP20190801074 | 01-AUG-19 | 255 |  | KING | ST | 709 | COMPLETE | 07-AUG-19 | D M BUILDERS | REMOVE AND REPLACE KITCHEN SINK & FAUCETS. REPLACE SUPPLY LINES.
PP20190801080 | 01-AUG-19 | 3811 |  | 16TH | ST |  | ISSUED | 01-AUG-19 | MICHAEL HAYES CONSTRUCTION | UNIT #2: RELOCATE KITCHEN. REMODEL (E) TWO BATHROOMS AND LAUNDRY. ONE SHOWER PAN. GAS LINES TO HOT WATER HEATER FURNACE AND STOVE. UNDERGROUND WATER SERVICE FROM STREET
PP20190801093 | 01-AUG-19 | 180 |  | TOWNSEND | ST |  | ISSUED | 01-AUG-19 | AQUAMATIC FIRE PROTECTION | ADD 2 PLUGS FOR 2 FIRE SPRINKLERS. ADD BRANCH LINE RESTRAINTS. NO UNDERGROUND WORK.
PP20190801087 | 01-AUG-19 | 1400 |  | MONTEREY | BL |  | ISSUED | 01-AUG-19 | BYRON HUANG CONSTRUCTION | BATHROOM REMODEL - MOVE VANITY WASTE & WATER MOVE SHOWER WASTE/WATER SHOWER PAN
PP20190801086 | 01-AUG-19 | 655 |  | POWELL | ST | 403 | ISSUED | 01-AUG-19 | AXEL8 CONSTRUCTION | #403: CONVERT (E) KITCHEN TO BEDROOM. RELOCATE KITCHEN. REHABILITATE (E) BATH. INSTALL WASHER & DRYER.
PW20190801841 | 01-AUG-19 | 2500 |  | LEAVENWORTH | ST |  | ISSUED | 01-AUG-19 | O'CONNOR PLUMBING & FIRE PROTECTION | WORK CATEGORY: 2PA; REMODEL EXISTING BATHROOM IN GROUND FLOOR & REMODEL MASTER BATHROOM ON 3RD FLOOR
PP20190801077 | 01-AUG-19 | 80 |  | SEAL ROCK | DR |  | ISSUED | 01-AUG-19 | LEI'S CONSTRUCTION CO | REPLACE PLUMBING FIXTURES IN KITCHEN & BATHROOM.
PW20190801843 | 01-AUG-19 | 2500 |  | TURK | BL | 0 | ISSUED | 01-AUG-19 | B F P FIRE PROTECTION | WORK CATEGORY: 4PB; INSTALLING (6) LEVELS OF FIRE SPRINKLERS. FIRST BEING A GARAGE LEVEL (4) FLOORS OF RESIDENTIAL UNITS AND A ROOF SYSTEM.
PW20190801824 | 01-AUG-19 | 1453 |  | 14TH | AV |  | COMPLETE | 07-AUG-19 | ALL ROOTER & PLUMBING SERVICE INC | WORK CATEGORY: 1P; SEWER LINE REPAIR
PP20190801091 | 01-AUG-19 | 815 |  | LYON | ST |  | ISSUED | 01-AUG-19 | ALLIANCE FIRE INC | INSTALL NEW 2" UNDERGROUND AND INSTALL 58 FIRE SPRINKLERS TO THE ENTIRE BUILDING.
PP20190801072 | 01-AUG-19 | 255 |  | KING | ST | 516 | COMPLETE | 16-AUG-19 | D M BUILDERS | REMOVE AND REPLACE KITCHEN AND BATHROOM SINKS FAUCES AND WATER SUPPLY LINES
PP20190801090 | 01-AUG-19 | 345 |  | 08TH | ST |  | COMPLETE | 07-AUG-19 | PHOENIX ELECTRIC CO. | COMBINED SEWER.
PMW20190801836 | 01-AUG-19 | 56 |  | LOWER | TR |  | COMPLETE | 14-AUG-19 | WARM SOLUTIONS / AMERICAN CHIMENY SVCS | WORK CATEGORY: 1M; INSTALL A DIRECT VENT GAS STOVE
PM20190801099 | 01-AUG-19 | 584 | 586 | VERMONT | ST |  | ISSUED | 01-AUG-19 | O'PRO CONSTRUCTION INC. | INSTALL 2 NEW FURNACES & FLUES.
PW20190801839 | 01-AUG-19 | 320 |  | BRIDGEVIEW | DR |  | COMPLETE | 09-AUG-19 | HARRIS WATER HEATERS | WORK CATEGORY: 1P; INSTALL 40 GALLON STUBBY WATER HEATER LIKE FOR LIKE.
PW20190801850 | 01-AUG-19 | 163 |  | LAIDLEY | ST |  | COMPLETE | 12-AUG-19 | PRECISION ROOTER & DRAIN | WORK CATEGORY: 1P; WILL EXCAVATE 2.5- 3 FEET DEEP TO REPAIR SEPARATION IN SEWER LINE DUE TO LEAK. ABOUT 3-4 FOOT SECTION OF PIPE. WERE RED TILE FLOOR IS LOCATED OUTSIDE BEHIND GATE.
PW20190801848 | 01-AUG-19 | 2647 |  | PIERCE | ST |  | ISSUED | 01-AUG-19 | JOE WATTERSON PLUMBING | WORK CATEGORY: 2PA; PLUMBING NEW BATHROOM AND REPLUMB OLD BATHROOM 2 SHOWERPANS
PP20190801088 | 01-AUG-19 | 2945 |  | SCOTT | ST |  | COMPLETE | 22-AUG-19 | J & A STONE AND TILE INC | 2 SHOWER PANS
PW20190801823 | 01-AUG-19 | 4122 |  | 26TH | ST | 0 | ISSUED | 01-AUG-19 | J COMPARAN PLUMBING INC | WORK CATEGORY: 2PA; RELOCATE VENTS AND 3 FIXTURES 1 TOILET 1 VANITY SINK AND 1 BATHTUB.DWV
PW20190801834 | 01-AUG-19 | 550 |  | JUSTIN | DR |  | ISSUED | 01-AUG-19 | JOSEPH TINSLEY PLUMBING | WORK CATEGORY: 1P; SEWER REPLACEMENT
PW20190801827 | 01-AUG-19 | 4098 |  | 24TH | ST |  | ISSUED | 01-AUG-19 | ANDERSON ROWE & BUCKLEY INC. | WORK CATEGORY: 5P; ROUGH AND FINISH PLUMBING FOR RESTROOMS TENANT SINK AND CONDENSATE PIPING AR&B JOB # 19-182
PP20190801079 | 01-AUG-19 | 1423 |  | MASON | ST |  | ISSUED | 01-AUG-19 | YIU'S CONSTRUCTION CO | TOP FLOOR. KITCHEN: INSTALL DISHWASHER GARBAGE DISPOSAL & FAUCET. 2 BATHROOMS: TOILET & FAUCET
PW20190801830 | 01-AUG-19 | 595 |  | MARKET | ST |  | ISSUED | 01-AUG-19 | KMC DESIGN GROUP | WORK CATEGORY: 5P; NEW BREAK ROOM AND RESTROOM FINISHES KMC #19147
PP20190801098 | 01-AUG-19 | 464 |  | 03RD | AV |  | ISSUED | 01-AUG-19 | MODERN CONSTRUCTION INC | TO REPLACE ONE KITCHEN SINK ONE TOILET AND LAVATORY NEW WASHER CONNECTION.
PW20190801847 | 01-AUG-19 | 4348 |  | 24TH | ST |  | ISSUED | 01-AUG-19 | JOE WATTERSON PLUMBING | WORK CATEGORY: 2PB; PLUMBING SINGLE FAMILY HOUSE 3 BATHROOMS KITCHEN LAUNDRY RADIANT HEAT THROUGHOUT2 SHOWER PANS
PP20190801069 | 01-AUG-19 | 3127 | 3137 | OCTAVIA | ST |  | ISSUED | 01-AUG-19 | R LOWY FIRE PROTECTION INC | NEW FIRE SPRINKLER SYSTEM 3 ADU'S & ALL GROUND FLOOR PER NFPA 13 REF 201711204426 S R1
PW20190801845 | 01-AUG-19 | 300 |  | MONTGOMERY | ST |  | ISSUED | 01-AUG-19 | BAYLINE MECHANICAL INC | WORK CATEGORY: 5P; INSTALL ONE KITCHEN PANTRY. ALL WORK IS ON THE 6TH FLOOR
PP20190801084 | 01-AUG-19 | 756 |  | PAGE | ST |  | COMPLETE | 07-AUG-19 | PHP BOILERS INC DBA BRIDGE CITY BOILER | INSTALLING NEW HIGH EFFICIENCY WATER HEATER. HTP PHEONIX 199000 BTU 119 GALLONS STORAGE CAPACITY.
PM20190801068 | 01-AUG-19 | 190 |  | JUANITA | WY |  | COMPLETE | 08-AUG-19 | A S A P HEATING AND COOLING | REMOVE & REPLACE FURNACE.
PP20190801103 | 01-AUG-19 | 2709 |  | 22ND | ST |  | ISSUED | 01-AUG-19 | FLOW MASTERS PLUMBING INC | INSTALL 39 NEW SPRINKLER HEADS PER NFPA3.
PP20190801100 | 01-AUG-19 | 742 |  | 48TH | AV |  | COMPLETE | 15-AUG-19 |  | INSTALL NEW SHOWER VALVE AND PAN. ALSO REPLACE WATER CLOSET AND LAVY.
PP20190801063 | 01-AUG-19 | 1332 |  | DIAMOND | ST |  | ISSUED | 01-AUG-19 | MICHAEL JURADO | REMODEL KITCHEN AND BATH RELOCATE WATER HEATER REPLACE ALL GAS PIPES AND PIPE GAS TO FIREPLACE
PP20190801065 | 01-AUG-19 | 58 | 60 | DORLAND | ST |  | COMPLETE | 01-AUG-19 | MAGNUM CONSTRUCTION GROUP INC | TO RENEW PP20150312777: INSTALL NEW FIRE SPRINKLER SYSTEM PER NFPA 13R THROUGHOUT THE BUILDING. INCLUDING 2IN U/G FIRE SERVICE
PMW20190801837 | 01-AUG-19 | 2070 |  | GREEN | ST |  | ISSUED | 01-AUG-19 | HYDRONICS INC. | WORK CATEGORY: 2M ; INSTALL: CONDENSING BOILER INDIRECT STORAGE TANK. RADIANT PEX PIPE.
PP20190801096 | 01-AUG-19 | 1532 |  | HARRISON | ST |  | ISSUED | 01-AUG-19 | AQUAMATIC FIRE PROTECTION | INSTALLATION OF FIRE PUMP AND OVERHEAD FIRE SPRINKLER SYSTEM FOR 7 STORY APARTMENT BUILDING CONSISTING OF 136 UNITS. APP#201607253262 S-4
PW20190801840 | 01-AUG-19 | 186 |  | MADDUX | AV |  | ISSUED | 01-AUG-19 | HARRIS WATER HEATERS | WORK CATEGORY: 1P; INSTALL 40 GALLON STUBBY WATER HEATER LIKE FOR LIKE.
PP20190801094 | 01-AUG-19 | 1830 |  | 17TH | ST |  | ISSUED | 01-AUG-19 | AQUAMATIC FIRE PROTECTION | MODIFY EXISTING OVERHEAD FIRE SPRINKLER SYSTEM FOR NEW WALLS CEILING AND ROOF. 102 HEADS
PW20190801825 | 01-AUG-19 | 123 |  | MISSION | ST |  | COMPLETE | 23-AUG-19 | MATRIX HG INC | WORK CATEGORY: 8P; (2) BOILER INSTALLED WITH RELATED TRIM AND PIPING.
PP20190801085 | 01-AUG-19 | 1020 |  | POST | ST | 0 | COMPLETE | 28-AUG-19 | PHP BOILERS INC DBA BRIDGE CITY BOILER | REPLACE DOMESTIC HOT WATER BOILER & STORAGE TANK - RAYPAK HD H3401 399000 BTU & 119 GALLON TANK.
PP20190801082 | 01-AUG-19 | 283 |  | 20TH | AV | 5 | ISSUED | 01-AUG-19 | R & L PLUMBING | RELOCATE HOT & COLD WATER LINES IN KITCHEN. REPLACED SANITARY TEE.
PP20190801071 | 01-AUG-19 | 460 |  | DWIGHT | ST |  | ISSUED | 01-AUG-19 | PRO COM HOME SERVICES CALIFORNIA INC | ADD LAUNDRY ROOM TO SCOPE OF WORK PP20190712500
PW20190801826 | 01-AUG-19 | 1200 |  | BUCHANAN | ST |  | COMPLETE | 13-AUG-19 | EXPRESS PLUMBING AND ROOTER DBA VANGO RO | WORK CATEGORY: 1P; REPLACE UP TO 90 FT OF MAIN SEWER PIPE INSTALL NEW SEWER TRAP AT SIDEWALK.
PP20190801102 | 01-AUG-19 | 1748 |  | KEITH | ST |  | ISSUED | 01-AUG-19 | RELIABLE CONSTRUCTION INC | REMODEL WHOLE HOUSE: REMODEL KITCHEN RELOCATE/REMODEL 1 BATHROOM. ELECTRICAL WATER HEATER U/G PLUMBING.
PP20190801089 | 01-AUG-19 | 621 |  | STOCKTON | ST | 202 | ISSUED | 01-AUG-19 | B-SIDE INC. | UNIT # 202: INSTALL VENTLESS COMBO WASHER/DRYER IN EXISTING CLOSET.
PW20190801832 | 01-AUG-19 | 2627 |  | 18TH | AV |  | COMPLETE | 15-AUG-19 | JOSEPH TINSLEY PLUMBING | WORK CATEGORY: 1P; SEWER REPLACEMENT
PP20190801075 | 01-AUG-19 | 2850 | 2852 | 25TH | ST |  | COMPLETE | 27-AUG-19 | T R Z PLUMBING | REPLACE SECTION OF GAS LINE APPROX 20 FEET IN CRAWL SPACE (LEAK DETECTED) FOR BOTH UNITS. REPLACE WATER HEATER @ 2850 25TH ST.
PW20190801835 | 01-AUG-19 | 2639 |  | 18TH | AV |  | COMPLETE | 13-AUG-19 | JOSEPH TINSLEY PLUMBING | WORK CATEGORY: 1P; SEWER REPLACEMENT
PP20190801064 | 01-AUG-19 | 41 |  | PALM | AV |  | ISSUED | 01-AUG-19 | MICHAEL JURADO | REMODEL KITCHEN ADD LAUNDRY GAS PIPE TO STOVE AND DRYER
PP20190801078 | 01-AUG-19 | 82 |  | SEAL ROCK | DR |  | ISSUED | 01-AUG-19 | LEI'S CONSTRUCTION CO | REPLACE PLUMBING FIXTURES IN KITCHEN & BATHROOM.
PP20190801076 | 01-AUG-19 | 5273 |  | 03RD | ST |  | COMPLETE | 07-AUG-19 | T R Z PLUMBING | REPLACE SINGLE SINKS WITH 3-STATION SINK & HANDWASH SINK
PP20190801101 | 01-AUG-19 | 287 |  | MONTEREY | BL |  | ISSUED | 01-AUG-19 | HOMEOWNER'S PERMIT | RENEW PP20180601945. LAST BATHROOM ROUGH ROOF DRAIN AND FINAL.
PW20190801844 | 01-AUG-19 | 2500 |  | TURK | BL |  | ISSUED | 01-AUG-19 | B F P FIRE PROTECTION | WORK CATEGORY: 4PB; INSTALLATION OF A COMPLETE FIRE SPRINKLER SYSTEM FOR 6 STORY BUILDING AND ROOF. ONE LEVEL OF PARKING 5 LEVELS OF RESIDENTIAL SPRINKLERS AND A ROOF SYSTEM
PW20190801828 | 01-AUG-19 | 1550 |  | BRYANT | ST |  | ISSUED | 01-AUG-19 | KMC DESIGN GROUP | WORK CATEGORY: 5P; 3 NEW SINK TRIMS ON EXISTIM PIPE / 1 NEW WALL KMC #19144
PM20190801081 | 01-AUG-19 | 3811 |  | 16TH | ST |  | ISSUED | 01-AUG-19 | MICHAEL HAYES CONSTRUCTION | UNIT #2: INSTALL NEW FURNACE
PMW20190801849 | 01-AUG-19 | 2166 |  | CHESTNUT | ST |  | ISSUED | 01-AUG-19 | M3 MECHANICAL | WORK CATEGORY: 5M; LIKE FOR LIKE REPLACEMENT OF (4) ROOFTOP AIR CONDITIONING UNITS.
PW20190801833 | 01-AUG-19 | 1545 |  | INGALLS | ST |  | COMPLETE | 08-AUG-19 | JOSEPH TINSLEY PLUMBING | WORK CATEGORY: 1P; WATER SERVICE
PP20190801066 | 01-AUG-19 | 85 |  | MOUNTAIN SPRING | AV |  | ISSUED | 01-AUG-19 | KEVIN LLORENTE CONSTRUCTION | REMODEL (2) BATHROOMS (2) SHOWER PANS
PW20190801829 | 01-AUG-19 | 1685 |  | HAIGHT | ST |  | ISSUED | 01-AUG-19 | KMC DESIGN GROUP | WORK CATEGORY: 5P; NEW PLUMBING PERMIT ADA COMPLIANT RESTROOM FINISHES NEW UTILITY SINK CONNECTION TO EXISTING UTILITIES CONDENSATE TERMINATION POINT. KMC#19110
PP20190801097 | 01-AUG-19 | 584 | 586 | VERMONT | ST |  | ISSUED | 01-AUG-19 | O'PRO CONSTRUCTION INC. | REMODEL BOTH UNITS: REMODEL KITCHEN BATHROOMS ADD W/H ADD FURNACE ADD LAUNDRY INCLUDING 2 SHOWER PANS.
PP20190801070 | 01-AUG-19 | 270 |  | TURK | ST |  | ISSUED | 01-AUG-19 | AEGIS ENTERPRISES INC | VOLUNTARY SYSTEM UPGRADE TO ADD FIRE SPRINKLER TO (E) UNITS
PP20190801073 | 01-AUG-19 | 255 |  | KING | ST | 1006 | COMPLETE | 13-AUG-19 | D M BUILDERS | UNIT # 1006: REMOVE AND REPLACE ALL APPLIANCES. NEW PLUMBING AND PLUMBING FIXTURES AS NEEDED.
PW20190801822 | 01-AUG-19 | 690 |  | MARKET | ST | 1705 | ISSUED | 01-AUG-19 | GARIBALDI PLUMBING COMPANY INC | WORK CATEGORY: 1P; INSTALL NEW PLUMBING FIXTURES IN BATHROOM.
PP20190801095 | 01-AUG-19 | 1737 |  | HAYES | ST |  | ISSUED | 01-AUG-19 | SUNSET REMODELING AND DESIGN INC | 2 BATHROOMS 1 KITCHEN ACCORDING TO APPROVED PLANS.
PMW20190801831 | 01-AUG-19 | 80 |  | MALTA | DR |  | COMPLETE | 07-AUG-19 | ASSOCIATED HEATING OF SF | WORK CATEGORY: 2M ; REFER TO CONDO CONVERSION REPORT CC-8326PERMITS FOR TWO EXISTING FORCED AIR FURNACES INSTALLED BY OTHERS.
PM20190802128 | 02-AUG-19 | 1831 | 1833 | 31ST | AV |  | ISSUED | 02-AUG-19 | D S MANAGEMENT INC DBA METROCON BUILDERS | INSTALL 2 FURNACE
PW20190802858 | 02-AUG-19 | 1690 |  | 16TH | AV |  | COMPLETE | 09-AUG-19 | ARB INC | WORK CATEGORY: 1P; GAS HOUSE LINE EXT
PW20190802862 | 02-AUG-19 | 307 |  | GUERRERO | ST | 0 | COMPLETE | 14-AUG-19 | O'CONNOR PLUMBING & FIRE PROTECTION | WORK CATEGORY: 4PA; PROVIDE FIRE SPRINKLER PROTECTION FOR GROUND FLOOR ONLY AND NEW UNDERGROUND FIRE SERVICE PER NFPA #24
PP20190802119 | 02-AUG-19 | 148 |  | NEY | ST |  | ISSUED | 02-AUG-19 | A PLUMBING**SEENOTE** | KITCHEN REMODEL. REPLACED KITCHEN SINK
PW20190802867 | 02-AUG-19 | 1 |  | LETTERMAN | DR |  | ISSUED | 02-AUG-19 | DANIEL LARRATT PLUMBING INC | WORK CATEGORY: 5P; SUPPLY & INSTALL 1 BREAK ROOM SINK GARBAGE DISPOSAL INSTANT FLOW WATER HEATER& INSTA-HOT.
PW20190802856 | 02-AUG-19 | 1666 |  | 16TH | AV |  | COMPLETE | 05-AUG-19 | ARB INC | WORK CATEGORY: 1P; GAS HOUSELINE EXT
PW20190802861 | 02-AUG-19 | 2250 |  | WASHINGTON | ST |  | COMPLETE | 14-AUG-19 | ACE PLUMBING & ROOTER | WORK CATEGORY: 1P; SEWER REPAIR
PP20190802120 | 02-AUG-19 | 81 |  | SANTA MARINA | ST |  | ISSUED | 02-AUG-19 | VELOX CONSTRUCTION | KITCHEN AND BATH RENOVATION NEW DRAIN LINE SHOWER VALVE BATH TUB UPGRADE MAIN STOCK LINE.
PW20190802851 | 02-AUG-19 | 101 |  | MONTGOMERY | ST |  | COMPLETE | 09-AUG-19 | CITY PREFERRED PLUMBING INC | WORK CATEGORY: 5P; 101 MONTGOMERY SUITE 2100. REMOVE EXISTING PLUMBING FIXTURES AND DISHWASHER. INSTALL NEW PLUMBING FIXTURES DISHWASHER AND WATER LINE TO FRIDGE.
PP20190802113 | 02-AUG-19 | 224 |  | 30TH | AV |  | ISSUED | 02-AUG-19 | GOODMAN CONSTRUCTION & DESIGN CO | 1ST FL: ADD ONE POWDER ROOM. 3RD FL: REMODEL (E) MASTER BATHROOM. SHOWER PAN
PW20190802859 | 02-AUG-19 | 2591 |  | 32ND | AV |  | COMPLETE | 28-AUG-19 | ARB INC | WORK CATEGORY: 1P; GAS HOUSELINE EXT
PP20190802127 | 02-AUG-19 | 1831 | 1833 | 31ST | AV |  | ISSUED | 02-AUG-19 | D S MANAGEMENT INC DBA METROCON BUILDERS | NEW PLUMBING AND PLUMBING FIXTRUES THROUGHOUT AS NEEDED. 3 SHOWER PAN; WITH UNDERGROUND WORK. FOR 2-STORIES REAR HORIZONTAL ADDITION. ADD (6) BEDROOM (4) BATH (1) LAUNDRY RM (2) LIVING/COMMON AREA. ADU USE OF ORDINANCE #95-17. 3RD FLOOR ADDITION FOR 1 BEDROOM AND 1 BATH & ROOF DECK.
PW20190802869 | 02-AUG-19 | 303 |  | 02ND | ST |  | COMPLETE | 16-AUG-19 | PRIBUSS ENGINEERING INC | WORK CATEGORY: 11P; FA 12039 - DISCONNECT AND REMOVE (1) UNAPPROVED 1/2" DOUBLE CHECK BACKFLOW DEVICE. SUPPLY AND INSTALL (1) NEW CORRECT 1/2" COMBRACO RP BACKFLOW DEVICE.
PP20190802121 | 02-AUG-19 | 4158 |  | 25TH | ST |  | COMPLETE | 30-AUG-19 | VELOX CONSTRUCTION | TO COMPLY WITH C/N UNDER PP20190612647: REMODEL 1-1/2 BATHROOM (2 TOTAL).
PP20190802125 | 02-AUG-19 | 785 |  | MARKET | ST |  | ISSUED | 02-AUG-19 | FENG K PLUMBING CORP DBA XIN FENG PLUMBI | FLOORS 8TH AND 9TH: DEMOLITION OF EXISTING SINGLE DRINKING FOUNTAIN. INSTALL NEW HI-LO ADA ACCESSIBLE FOUNTAIN. RELOCATION OF SINK. RENOVATION OF THE KITCHEN ON BOTH 8TH AND 9TH FLOOR.
PP20190802109 | 02-AUG-19 | 420 |  | 35TH | AV |  | ISSUED | 02-AUG-19 | DAN CAN HANDYMAN SERVICES | REPLACE PARTIAL PART OF 1ST FLOOR BATHROOM.
PP20190802108 | 02-AUG-19 | 430 |  | NEVADA | ST |  | ISSUED | 08-AUG-19 | LDT TILE INC | SHOWER PAN
PM20190802132 | 02-AUG-19 | 185 |  | STONECREST | DR |  | COMPLETE | 07-AUG-19 | D K I CONSTRUCTION CO | NEW DUCTS FOR 2 NEW BEDROOMS & BATHROOM.
PM20190802106 | 02-AUG-19 | 335 |  | 17TH | AV |  | ISSUED | 02-AUG-19 | T & W CONSTRUCTION CO INC | INSTALL NEW WATER HEATER & FURNACE.
PP20190802123 | 02-AUG-19 | 260 |  | SANTA CLARA | AV |  | ISSUED | 02-AUG-19 | SUN WU LIU DBA GOLDEN WU CONSTRUCTION IN | 2/F: ADD LAUNDRY RENOVATE (E) BATHROOM; SHOWER PAN
PW20190802852 | 02-AUG-19 | 4 |  | EMBARCADERO CENTER | * |  | ISSUED | 02-AUG-19 | CITY PREFERRED PLUMBING INC | WORK CATEGORY: 5P; 4 EMARCADERO 39TH FLOOR. ALL ROUGH PLUMBING FOR (1) KITCHEN PANTRY (1) BAR SINK AND (1) PRV STATION. INSTALLATION OF ALL PLUMBING FIXTURES
PP20190802111 | 02-AUG-19 | 1330 |  | STEVENSON | ST | 203 | CANCELED | 20-AUG-19 | C T CONSTRUCTION & PLUMB | INSTALL BATHTUB TOILET & SINK
PW20190802871 | 02-AUG-19 | 646 |  | DUNCAN | ST |  | COMPLETE | 08-AUG-19 | DISCOUNT PLUMBING CO | WORK CATEGORY: 1P; HOUSE TRAP AND SEWER LINE REPLACEMENT
PW20190802870 | 02-AUG-19 | 184 |  | FOOTE | AV |  | ISSUED | 02-AUG-19 | HEISE'S PLUMBING | WORK CATEGORY: 1P; REPLACE WATER HEATER
PP20190802135 | 02-AUG-19 | 503 |  | CORTLAND | AV |  | ISSUED | 02-AUG-19 | SPEEDY CONSTRUCTION INC | UNIT 1: KITCHEN REMODEL REFRIGERATOR SINK & DISHWASHER
PMW20190802855 | 02-AUG-19 | 30 |  | ALMADEN | CT |  | CANCELED | 08-AUG-19 | PENINSULA HEATING | WORK CATEGORY: 1M; CONNECTED EXISTING FLUE
PM20190802115 | 02-AUG-19 | 2507 |  | 16TH | AV |  | ISSUED | 02-AUG-19 | ZH MECHANICAL INC | REPLACE OLD FURNACE TO INSTALL NRE FURNACE AND VENT PIPE
PW20190802864 | 02-AUG-19 | 1911 |  | HAYES | ST |  | ISSUED | 02-AUG-19 | K A LAU CONSTRUCTION | WORK CATEGORY: 5P; BATHROOM REMODEL
PP20190802122 | 02-AUG-19 | 300 |  | 16TH | ST |  | ISSUED | 02-AUG-19 | WALSCHON FIRE PROTECTION INC | ADD & RELOCATE SPRINKLER & MAINS TO ACCOMADATE COVERAGE IN WARRIORS OPERATIONS OWNERS AND BUSINESS AREAS TO NEW CEILING & WALL LAYOUTS
PW20190802853 | 02-AUG-19 | 4 |  | EMBARCADERO CENTER | * |  | ISSUED | 02-AUG-19 | CITY PREFERRED PLUMBING INC | WORK CATEGORY: 5P; 4 EMBARCADERO 40TH FLOOR. INSTALL ROUGH PLUMBING FOR (2) KITCHEN PANTRIES (1) CATERING ROOM SINK AND (1) PRV STATION. INSTALL ALL PLUMBING FIXTURES
PP20190802124 | 02-AUG-19 | 274 |  | 10TH | AV |  | ISSUED | 02-AUG-19 | B Y U CONSTRUCTION INC. | REPLACE KITCHEN SINK BATHROOM REPLACE TUB VANITY TOP AND 1 SHOWER PAN.
PP20190802116 | 02-AUG-19 | 2516 |  | UNION | ST |  | COMPLETE | 16-AUG-19 | VILLA'S PLUMBING | RENEWAL TO PERMIT# PP20180531876; COMPLETE REMODEL OF ALL BATHROOMS KITCHEN LAUNDRY
PP20190802107 | 02-AUG-19 | 15 |  | GUY | PL |  | ISSUED | 08-AUG-19 | LDT TILE INC | 7 SHOWER PAN
PP20190802133 | 02-AUG-19 | 716 |  | MONTEREY | BL |  | ISSUED | 02-AUG-19 | YES GENERAL CONSTRUCTION BUILDER LLC | ADD 1 ADA BATHROOM.
PP20190802117 | 02-AUG-19 | 10 |  | ALVISO | ST |  | ISSUED | 02-AUG-19 | STRUCTORIS INC. | RELOCATE WATER SHUT OFF VALVE UNDER STAIRS. (EXISTING BLDG PA # FOR STAIR REPLACEMENT 201905140575)
PW20190802857 | 02-AUG-19 | 29 |  | ROCKAWAY | AV |  | ISSUED | 02-AUG-19 | R C PLUMBING | WORK CATEGORY: 11P; REMOVAL OF BACKFLOW DEVICE AT 29 ROCKAWAY AVE
PM20190802130 | 02-AUG-19 | 815 |  | HURON | AV |  | ISSUED | 02-AUG-19 | INTEGRITY GENERAL CONSTRUCTION INC | REPLACE FURNACE
PP20190802104 | 02-AUG-19 | 240 |  | STOCKTON | ST |  | ISSUED | 02-AUG-19 | FIRE STOP SPRINKLER COMPANY | RELOCATE 26 PENDANT SPRINKLER HEADS FOR NEW CEILING LAYOUT
PW20190802865 | 02-AUG-19 | 1446 |  | 46TH | AV |  | COMPLETE | 29-AUG-19 | EXPERT PLUMBING SOLUTIONS | WORK CATEGORY: 1P; REMODEL BATHROOM BAR SINK
PP20190802131 | 02-AUG-19 | 185 |  | STONECREST | DR |  | ISSUED | 02-AUG-19 | D K I CONSTRUCTION CO | 1 NEW BATHROOM NEW SHOWER PAN NEW HALF TOILET.
PP20190802126 | 02-AUG-19 | 206 |  | SHIELDS | ST |  | ISSUED | 02-AUG-19 | HOMEOWNER'S PERMIT | KITCHEN AND BATH REMODEL. REPLACING SINK APPLIANCE CABINET VANITY AND TOILET.
PP20190802112 | 02-AUG-19 | 1801 |  | WEDEMEYER | ST |  | COMPLETE | 28-AUG-19 | LEGACY MECHANICAL & ENERGY SERVICES INC | LIKE FOR LIKE REPLACEMENT OF 1 BOILER ON ROOF
PW20190802868 | 02-AUG-19 | 303 |  | 02ND | ST |  | COMPLETE | 21-AUG-19 | PRIBUSS ENGINEERING INC | WORK CATEGORY: 11P; FA 12039 - DISCONNECT AND REMOVE (1) UNAPPROVED 3/4" DOUBLE CHECK BACKFLOW DEVICE SN101049. SUPPLY AND INSTALL (1) NEW CORRECT 3/4" DEBCO 825Y RP BACKFLOW DEVICE.
PP20190802105 | 02-AUG-19 | 335 |  | 17TH | AV |  | ISSUED | 02-AUG-19 | T & W CONSTRUCTION CO INC | 1/F: ADD BATHROOM 2/F: ADD HALLWAY BATHROOM 3/F: REMODEL 2 BATHROOMS REMODEL (E) KITCHEN ON 2/F.
PW20190802866 | 02-AUG-19 | 41 |  | TELEGRAPH | PL | 0 | ISSUED | 02-AUG-19 | O LEARY PLUMBING INC | WORK CATEGORY: 2PA; HOUSE REMODEL INCLUDING (1) 1/2 BATHROOM (2) FULL BATHROOMS KITCHEN & LAUNDRY.
PP20190802110 | 02-AUG-19 | 80 |  | LOMITA | AV |  | ISSUED | 02-AUG-19 | REMY'S QUALITY CONSTRUCTION INC. | BATHROOM REMODEL. REPLACE FIXTURES TUB
PP20190802129 | 02-AUG-19 | 815 |  | HURON | AV |  | ISSUED | 02-AUG-19 | INTEGRITY GENERAL CONSTRUCTION INC | LEGALIZE (E) LAUNDRY & HALF BATH RELOCATE WATER HEATER
PW20190802854 | 02-AUG-19 | 1560 |  | SANCHEZ | ST |  | ISSUED | 02-AUG-19 | MADDEN PLUMBING LLC | WORK CATEGORY: 2PA; INSTALLATION OF RADIANT HEAT SYSTEM. PEX TO BE INSTALLED IN GYPCRETE IN THE BASEMENT PEX TO BE INSTALLED IN ULTRAFINS ON THE SECOND FLOOR NO RADIANT HEAT ON THIRD FLOOR
PM20190802136 | 02-AUG-19 | 126 |  | VENUS | ST |  | ISSUED | 02-AUG-19 | YES GENERAL CONSTRUCTION BUILDER LLC | NEW FURNACE.
PP20190802134 | 02-AUG-19 | 238 |  | EVELYN | WY |  | ISSUED | 02-AUG-19 | HOMEOWNER'S PERMIT | PLUMBING WORK PER PA 201907297206. ADD PLUMBING FOR GROUND FULL BATH
PMW20190802863 | 02-AUG-19 | 3085 |  | 23RD | AV |  | ISSUED | 02-AUG-19 | TECHPRO BUILDERS INC | WORK CATEGORY: 1M; REPLACE EXISTING FURNACE AND PORTION OF DUCT WORK
PW20190802860 | 02-AUG-19 | 1000 |  | MASON | ST |  | ISSUED | 02-AUG-19 | HILLSIDE PLUMBING CO | WORK CATEGORY: 2PA; REMODEL ONE BATH AND ONE KITCHEN. UNIT 104
PP20190802118 | 02-AUG-19 | 706 |  | 30TH | AV |  | ISSUED | 02-AUG-19 | BAY C T CONSTRUCTION INC | KITCHEN AND BATHROOM REMODEL. REPLACING FIXTURES
PM20190802114 | 02-AUG-19 | 4101 |  | MORAGA | ST |  | ISSUED | 02-AUG-19 | ZH MECHANICAL INC | INSTALL NEW HYDRONIC HEAT FROM COIL UNIT AND VENT PIPE
PMW20190803872 | 03-AUG-19 | 131 |  | PERU | AV |  | COMPLETE | 08-AUG-19 | SHANE O'MALLEY DBA GREENFLOW HVAC | WORK CATEGORY: 1M; INSTALL NEW FLUE FOR WATER HEATERINSTALL NEW FLUE FOR FURNACE
PW20190804873 | 04-AUG-19 | 555 |  | POST | ST |  | ISSUED | 04-AUG-19 | SAN YI PLUMBING LTD. | WORK CATEGORY: 2PA; ROUGH AND FINISH PLUMBING FOR ONE HAND SINK WITH DISHWASHER CONNECTION
PW20190804876 | 04-AUG-19 | 3985 |  | 17TH | ST | 0 | ISSUED | 04-AUG-19 | SMART PLUMBING PROJECT INC | WORK CATEGORY: 6PA; RELOCATE EXISTING PLUMBING NEW PLUMBING ON SERVICE KITCHEN AREA WITH NEW COMMECIALTYPE WATER HEATER.
PW20190804874 | 04-AUG-19 | 57 |  | SANTA RITA | AV |  | ISSUED | 04-AUG-19 | HEGARTY PLUMBING | WORK CATEGORY: 2PB; REMODELL PLUMBING AND INSTALL RADIANT HEATING SYSTEM INCLUDING BOILER AND FLUE.
PW20190804875 | 04-AUG-19 | 1855 |  | SACRAMENTO | ST | 9 | ISSUED | 04-AUG-19 | SMART PLUMBING PROJECT INC | WORK CATEGORY: 2PA; RELOCATE EXISTING BATHROOM AND LAUNDRY PLUS NEW MASTER BATHROOM. SHOWER PAN DONE BY OTHERS
PP20190805176 | 05-AUG-19 | 403 |  | MAIN | ST | 508 | ISSUED | 05-AUG-19 | GREEN CALIFORNIA BUILDERS INC | KITCHEN REMODELING FIXTURE REPLACEMENT
PP20190805184 | 05-AUG-19 | 468 |  | DEWEY | BL |  | ISSUED | 05-AUG-19 | NORTH DREAM CONSTRUCTION INC | BATHROOM REMODEL: NEW TUB SHOWER VALVE VANITY DRAIN & FAUCET AND TOILET.
PP20190805162 | 05-AUG-19 | 1435 |  | ULLOA | ST |  | ISSUED | 05-AUG-19 | SEARS HOME IMPROVEMT PROD | INSTALL GARBAGE DISPOSAL AND WASTELINE. REPLACE FAUCET AND SINK
PP20190805148 | 05-AUG-19 | 300 |  | MOLIMO | DR |  | COMPLETE | 12-AUG-19 | SOUTHWOOD PLUMBING & HEATING INC. | INSTALL BACKFLOW FOR HYDRONIC SYSTEM
PMW20190805886 | 05-AUG-19 | 1403 |  | WILLARD | ST |  | COMPLETE | 14-AUG-19 | ASSOCIATED HEATING OF SF | WORK CATEGORY: 1M; FURNACE REPLACEMENT NEW PVC EXHAUST PIPING
PW20190805892 | 05-AUG-19 | 1 |  | MARITIME | PZ |  | COMPLETE | 07-AUG-19 | AYOOB & PEERY PLUMBING | WORK CATEGORY: 4PB; 16TH FLOOR: RELOCATE (11) CHANGE OUT (12) AND REMOVE (3) FIRE SPRINKLERS PER TENANT IMPROVEMENT. REF#: 2019-0726-7139 JOB#: 19-677.
PP20190805155 | 05-AUG-19 | 2074 |  | BANCROFT | AV |  | ISSUED | 05-AUG-19 | BRADFORD HUANG CONTRACTION CO | LEGALIZE KITCHEN LIVING ROOM FULL BATHROOM AND ONE BEDROOM.
PP20190805142 | 05-AUG-19 | 1281 |  | MCALLISTER | ST |  | ISSUED | 05-AUG-19 | NBAY CONSTRUCTION | UNIT 1281A: REMODEL EXISTING 2 BATHROOMS & KITCHEN. SINKS BATHTUB ETC IN THE BATHROOMS & KITCHEN
PW20190805899 | 05-AUG-19 | 555 |  | MISSION | ST | 0 | COMPLETE | 16-AUG-19 | R L H FIRE PROTECTION INC | WORK CATEGORY: 4PB; RELOCATE 18 PENDENT. ADD 10 PENDENT AND DELETE 4 PENDENT SPRINKLERS.
PP20190805143 | 05-AUG-19 | 349 |  | FILLMORE | ST | 0 | ISSUED | 05-AUG-19 | FIRE GUARD PROTECTION INC. | INSTALL F/S SYSTEM PER NFPA -13R FOR NEW ADU.
PW20190805898 | 05-AUG-19 | 264 |  | GLENVIEW | DR |  | ISSUED | 05-AUG-19 | BEST PLUMBING CHOICE | WORK CATEGORY: 1P; RENEW PERMIT PW 20171228230.AND ONE SHOWER PAN
PW20190805895 | 05-AUG-19 | 3636 |  | 21ST | ST |  | ISSUED | 05-AUG-19 | MADDEN PLUMBING LLC | WORK CATEGORY: 2PA; INSTALLATION OF RADIANT HEAT SYSTEM: (1) ZONE IN SLAB IN THE BASEMENT (2) ZONES IN ULTRAFINS ON 1ST FLOOR AND (4) ZONES OF ULTRAFINS ON 2ND FLOOR.
PP20190805144 | 05-AUG-19 | 698 |  | JOOST | AV |  | COMPLETE | 26-AUG-19 | SHEDRICK THE PLUMBER | INSTALL GAS LINE CONNECTION FOR PINK TAG.
PM20190805161 | 05-AUG-19 | 2457 |  | 20TH | AV |  | ISSUED | 05-AUG-19 | HO BOK CONSTRUCTION | REMODEL ALL 3 LEVELS. NEW DUCTING AND NEW FURNACE.
PP20190805140 | 05-AUG-19 | 2565 |  | 03RD | ST |  | ISSUED | 05-AUG-19 | SPRK FIRE S F | HANGING AND BRACING FOR FIRE SPRINKLER SYSTEM
PM20190805182 | 05-AUG-19 | 891 |  | 46TH | AV |  | ISSUED | 05-AUG-19 | HONG SHINK CONSTRUCTION | INSTALL NEW HYDRONIC HEAT FROM COIL UNIT AND VENT PIPE
PP20190805178 | 05-AUG-19 | 255 |  | ARLETA | AV |  | ISSUED | 05-AUG-19 | MENESES CONSTRUCTION (CK ID) | CHANGE FOR CONTRACTOR ON RECORD: AMEND PP20190724840 FOR G/F WORK FOR BATHROOM WITH SHOWER PAN LAUNDRY ROOM.
PM20190805174 | 05-AUG-19 | 1256 | 1258 | FRANCISCO | ST |  | COMPLETE | 19-AUG-19 | WOLVES HEATING & AIR | INSTALL NEW CENTRAL FORCED HEATING UNITS FLUE VENT PIPE PVC GALVANIZED GAS PIPE.
PP20190805151 | 05-AUG-19 | 1225 |  | TAYLOR | ST |  | COMPLETE | 20-AUG-19 | B-SIDE INC. | UNIT 403; INSTALL COMBO WASHER/DRYER IN (E) CLOSET VENTLESS
PW20190805882 | 05-AUG-19 | 1230 |  | HAIGHT | ST | 0 | COMPLETE | 08-AUG-19 | O'CONNOR PLUMBING & FIRE PROTECTION | WORK CATEGORY: 4PA; TO OBTAIN FINAL INSPECTION FOR EXPIRED PERMIT #P20170131584
PP20190805146 | 05-AUG-19 | 2595 |  | 20TH | AV |  | ISSUED | 05-AUG-19 | AAA CONSTRUCTION & DESIGN | REPLACE SHOWER PAN BATH TUB TOILET VANITY INSTALL NEW DIVERTER SHOWER HEADS TUB SPOUT.
PP20190805156 | 05-AUG-19 | 693 |  | 15TH | AV |  | ISSUED | 05-AUG-19 | HUGO TEJADA/DBA ALPHA & OMEGA RENOVATION | REMODEL (E) UNIT 693. WORK INCLUDING BATHROOMS & KITCHEN. TWO NEW BATHROOMS. ONE SHOWER PAN
PMW20190805905 | 05-AUG-19 | 657 |  | 16TH | AV |  | ISSUED | 05-AUG-19 | LOPEZ HEATING | WORK CATEGORY: 1M; INSTALLL NEW FLUE PIPE PVC 2'' NEW DUCTS AND NEW RETURN AIR AND CONDENCER DRAIN
PP20190805137 | 05-AUG-19 | 634 |  | JOOST | AV |  | ISSUED | 05-AUG-19 | SAVE NOW PLMBING | WATERLINE REPLACEMENT
PP20190805141 | 05-AUG-19 | 316 |  | DOUGLASS | ST |  | ISSUED | 05-AUG-19 | FIRE GUARD PROTECTION INC. | INSTALL F/S SYSTEM PER NFPA -13R IN ALL FLOORS.
PW20190805901 | 05-AUG-19 | 122 |  | DEL VALE | AV |  | COMPLETE | 21-AUG-19 | GEORGE SALET PLUMBING INC | WORK CATEGORY: 1P; RUN GAS LINE TO FIREPLACE LOCATION
PP20190805160 | 05-AUG-19 | 2457 |  | 20TH | AV |  | ISSUED | 05-AUG-19 | HO BOK CONSTRUCTION | NEW PLUMBING FOR NEW CONDIDITON SPACE AT BASEMENT. NEW PLUMBING THROUGHOUT ALL LEVEL FOR REMODEL. UNDER GROUND WORK AS NEEDED. 2 SHOWER PAN. 3 BATHROOM 1 KITCHEN.
PM20190805164 | 05-AUG-19 | 588 |  | MISSOURI | ST |  | ISSUED | 05-AUG-19 | WHISTLE PLUMBING | TO RENEW PM20120914552 FOR FINAL INSPECTION
PP20190805163 | 05-AUG-19 | 588 |  | MISSOURI | ST |  | ISSUED | 05-AUG-19 | WHISTLE PLUMBING | TO RENEW PP20120514597 & PW20120820994 FOR FINAL INSPECTION
PP20190805175 | 05-AUG-19 | 1387 |  | 22ND | AV |  | ISSUED | 05-AUG-19 | KILB'S CONSTRUCTION INC***CHECK ID*** | REMODEL THE BATHROOM ONE TUB ONE SINK SHOWER PAN & TOILET
PP20190805165 | 05-AUG-19 | 1042 |  | DIVISADERO | ST |  | ISSUED | 05-AUG-19 | BEST FOREVER CONSTRUCTION COMPANY | RELOCATE PLUMBINB PIPE FOR RESTROOMS KITCHEN
PW20190805879 | 05-AUG-19 | 2126 |  | SUTTER | ST |  | ISSUED | 05-AUG-19 | ACE PLUMBING & ROOTER | WORK CATEGORY: 1P; SEWER REPAIR
PP20190805157 | 05-AUG-19 | 1967 |  | 33RD | AV |  | COMPLETE | 27-AUG-19 | MSG GENERAL CONSTRUCTION INC | REMODEL KITCHEN: NEW FIXTURES P-TRAPS NEW APPLIANCES.
PP20190805177 | 05-AUG-19 | 746 |  | CABRILLO | ST |  | COMPLETE | 05-AUG-19 | FENG K. PLUMBING CORP. | TO OBTAIN FOR FINAL INSPECTION FOR PERMIT #PW20180110468
PP20190805145 | 05-AUG-19 | 1927 |  | DIAMOND | ST | 6 | ISSUED | 05-AUG-19 | WILLIAM KEANE CONSTRUCTION | SHOWER PAN INSTALLATION
PW20190805904 | 05-AUG-19 | 30 |  | PRESIDIO | AV |  | ISSUED | 05-AUG-19 | O LEARY PLUMBING INC | WORK CATEGORY: 2PA; HOUSE REMODEL CONSISTING OF (1) 1/2 BATH (5) FULL BATH KITCHEN AND (2) LAUNDRY ROOMS.
PW20190805890 | 05-AUG-19 | 3895 |  | CLAY | ST |  | ISSUED | 05-AUG-19 | PROMPT PLUMBING SERVICES | WORK CATEGORY: 2PA; 3895 3897 3899 CLAY ST. THREE NEW LAUNDRIES THREE TOILETS THREE LAVATORIES.
PW20190805877 | 05-AUG-19 | 4 |  | SEACLIFF | AV |  | COMPLETE | 20-AUG-19 | MARIN MECHANICAL INC | WORK CATEGORY: 8P; REMOVE AND REPLACE 50 GAL WATER HEATER.
PW20190805889 | 05-AUG-19 | 2864 |  | BROADWAY | * |  | COMPLETE | 22-AUG-19 | MADDEN PLUMBING LLC | WORK CATEGORY: 2PA; RENEWAL OF PERMIT PW20180716189 WORK CATEGORY: 2PA; INSTALL RADIANT HEAT AND DOMESTIC HOT WATER SYSTEM
PP20190805149 | 05-AUG-19 | 678 |  | 09TH | AV | 1 | ISSUED | 05-AUG-19 | KINGS CONSTRUCTION | REPLACE SHOWER PAN IN BATHROOM FOR UNIT 1.
PW20190805883 | 05-AUG-19 | 165 |  | 28TH | AV |  | COMPLETE | 08-AUG-19 | TILE ARTS INC | WORK CATEGORY: 2PA; TWO SHOWER PAN
PW20190805900 | 05-AUG-19 | 501 |  | 02ND | ST |  | COMPLETE | 14-AUG-19 | R L H FIRE PROTECTION INC | WORK CATEGORY: 4PB; 8 PENDENT HEADS CHANGED TO CONCEALED CUT EXISTING DROP TO FIT AT CEILING.
PP20190805147 | 05-AUG-19 | 535 |  | NIAGARA | AV |  | ISSUED | 05-AUG-19 | HOMEOWNER'S PERMIT | TEST GAS PIPING FOR PINK TAG
PW20190805878 | 05-AUG-19 | 302 |  | JULES | AV |  | ISSUED | 05-AUG-19 | ACE PLUMBING & ROOTER | WORK CATEGORY: 1P; SEWER REPAIR
PW20190805885 | 05-AUG-19 | 1460 |  | GOLDEN GATE | AV | 0 | ISSUED | 05-AUG-19 | AQUATEK PLUMBING INC | WORK CATEGORY: 2PA; UNIT 10 RELOCATION OF WAIST WENT WATER GAS IN KITCHEN UNIT 20 RELOCATION OF WAIST WENT WATER GAS IN KITCHEN
PW20190805894 | 05-AUG-19 | 3636 |  | 21ST | ST |  | ISSUED | 05-AUG-19 | MADDEN PLUMBING LLC | WORK CATEGORY: 2PA; RENEWAL OF PERMIT PW20171020749 WORK CATEGORY: 2PB; ROUGH IN & TRIM OUT 4 & 1/2 BATHROOMS 1 KITCHEN 1 PANTRY 1 BAR & 1 LAUNDRY. UNDERGROUND DONE PREVIOUSLY.
PP20190805150 | 05-AUG-19 | 27 |  | SANTA MONICA | WY |  | COMPLETE | 16-AUG-19 | IROOTERPLUMBING | INSTALLING UP TO 15FT OF 1/2" GAS LINE FOR OUTDOOR APPLIANCE CONNECTION. BBQ GRILL.
PMW20190805893 | 05-AUG-19 | 127 |  | EDGEHILL | WY |  | ISSUED | 05-AUG-19 | BLAZE FIREPLACES OF NO CAL | WORK CATEGORY: 1M; INSTALLING ONE FIREPLACE
PP20190805158 | 05-AUG-19 | 279 |  | COLUMBUS | AV | 0 | ISSUED | 05-AUG-19 | COSTELLO'S PLUMBING | REPLACE 2" DRAIN AND RELOCATE INSTALL NEW WATER SERVICE TO RELOCATED AREAS.
PW20190805902 | 05-AUG-19 | 3060 |  | FILLMORE | ST | 0 | ISSUED | 05-AUG-19 | ARCH PLUMBING INC | WORK CATEGORY: 2PB; NEW MENS LOCKER ROOM; 2 URINALS 1 WC 3 LAVS 3 SHOWER STALLS ( ONE ADA)NEW WOMENS LOCKER ROOM; 3 LAVS 3 WC 4 SHOWER STALLS ( ONE ADA)UTILITY ROOM GAS WATER HEATERS FLOOR SINKCOMMON AREA DRINKING FOUNTAINOFFICE KITCHEN SINK.
PP20190805154 | 05-AUG-19 | 1219 |  | COLE | ST |  | COMPLETE | 09-AUG-19 | JUAN JOSE ARTEAGA | RENEW PLUMBING PERMIT PP20161121845 FOR FINAL INSPECTION ONLY ALL WORK IS COMPLETE. (CC FOR PERMIT PP20151201914; 4 FLOOR REMODEL 4 BATHROOMS 1 KITCHEN 1 LAUNDRYROOM.)
PM20190805153 | 05-AUG-19 | 2390 |  | MISSION | ST |  | COMPLETE | 13-AUG-19 | JT GADDIS HEATING&AIR COND. | VRF HEAT PUMP SYSTEM 6 HEADS-DUCTLESS 5 CEILING HEADS - 1 HIGH WALL
PP20190805179 | 05-AUG-19 | 114 |  | BRIDGEVIEW | DR |  | COMPLETE | 12-AUG-19 | GENERAL SF | INSTALLATION CONNECTION FOR LAUNDRY.
PM20190805173 | 05-AUG-19 | 1042 |  | DIVISADERO | ST |  | ISSUED | 05-AUG-19 | BEST FOREVER CONSTRUCTION COMPANY | MECH WORK FOR REPLACING FURNACE VENTILATION NEW VENT HOOLD FOR KITCHEN
PP20190805159 | 05-AUG-19 | 863 |  | FOERSTER | ST |  | ISSUED | 05-AUG-19 | HOME QUALITY REMODELING | KITCHEN AND BATHROOM REMODEL
PMW20190805884 | 05-AUG-19 | 1937 |  | CHESTNUT | ST |  | ISSUED | 05-AUG-19 | BLAZE FIREPLACES OF NO CAL | WORK CATEGORY: 1M; INSTALLING ONE FIREPLACE ADDENDUM INSPECTION FOR PERMIT NUMBER PMW20190514019 ISSUED ON 5/14/19.
PP20190805139 | 05-AUG-19 | 2325 |  | 03RD | ST |  | COMPLETE | 27-AUG-19 | SPRK FIRE S F | INSPECT/REVIEW HANGING AND BRACING OF PIPES FOR (E) SPRINKLER SYSTEM.
PW20190805880 | 05-AUG-19 | 784 |  | VIENNA | ST |  | COMPLETE | 13-AUG-19 | WORKS PLUMBING & ROOTER INC. | WORK CATEGORY: 1P; SEWER LATERAL REPLACEMENT
PW20190805897 | 05-AUG-19 | 323 |  | CUMBERLAND | ST |  | ISSUED | 05-AUG-19 | MADDEN PLUMBING LLC | WORK CATEGORY: 2PA; INSTALLATION OF RADIANT HEAT SYSTEM: 6 ZONES IN BASEMENT 4 ZONES ON FIRST FLOOR 7 ZONES ON SECOND FLOOR 2 ZONES ON THIRD FLOOR
PW20190805888 | 05-AUG-19 | 2864 |  | BROADWAY | * |  | COMPLETE | 23-AUG-19 | MADDEN PLUMBING LLC | WORK CATEGORY: 2PB; RENEWAL OF PERMIT PW20180410964 WORK CATEGORY: 2PB; ROUGH IN & TRIM OUT (4) BATHROOMS (3) POWDER ROOMS (1) KITCHEN (1) KITCHENETTE & (1) LAUNDRY INCLUDING UNDERGROUND PLUMBING
PW20190805891 | 05-AUG-19 | 525 |  | MARKET | ST |  | COMPLETE | 07-AUG-19 | PRIBUSS ENGINEERING INC | WORK CATEGORY: 11P; FA 11989 - 1ST FLOOR (NO SPACE NUMBER) "JOE & THE JUICE" - DISCONNECTED AND REMOVED BACKFLOW DEVICE (SERIAL # 01226) AT THE FRONT COUNTER THAT IS NO LONGER NEEDED FOR A NON-EXISTING SODA MACHINE. NEW TENANT REMODELED SPACE COMPLETLEY AND THE EQUIPMENT HAD BEEN REMOVED.
PP20190805181 | 05-AUG-19 | 1 | 302 | AVALON | AV |  | ISSUED | 05-AUG-19 | SETON PACIFIC CONSTRUCTION | FURNISH AND INSTALL U/G 3IN GAS LINE FROM THE (E) POINT & CONNECTION TO NEW RCFE BUILDING (300LF) SCOPE INCLUDING TRENCHING PIPING BACKFILL COMPATION TESTING OF GASLINE CONNECTION TO GAS MINE IS BY PG&E.
PW20190805896 | 05-AUG-19 | 3298 |  | WASHINGTON | ST |  | COMPLETE | 21-AUG-19 | ATLAS PLUMBING AND ROOTER | WORK CATEGORY: 1P; SEWER/HOUSETRAP REPLACEMENT
PW20190805903 | 05-AUG-19 | 99 |  | CARMELITA | ST | 0 | ISSUED | 05-AUG-19 | O LEARY PLUMBING INC | WORK CATEGORY: 1P; KITCHEN REMODEL WITH NEW PLUMBING FIXTURES IN THE SAME LOCATION. NEW KITCHEN SINK AND WATER SUPPLY FOR REFER.
PMW20190805887 | 05-AUG-19 | 125 |  | PINEHURST | WY |  | ISSUED | 05-AUG-19 | SCHMITT HEATING CO INC | WORK CATEGORY: 1M; REPLACE EXISTING HEATING/COOLING SYSTEM WITH NEW. REPLACE EXISTING FLUE WITH NEW.
PP20190805183 | 05-AUG-19 | 891 |  | 46TH | AV |  | ISSUED | 05-AUG-19 | HONG SHINK CONSTRUCTION | INSTALL NEW PLUMBING FOR 4 BATHROOMS KITCHEN WATER HEAT NEW PIPE FROM OUTSIDE STREET METER 4 SHOWER PANS
PMW20190805881 | 05-AUG-19 | 551 |  | LAKEVIEW | AV |  | COMPLETE | 13-AUG-19 | OCEAN AIR HEATING | WORK CATEGORY: 1M; REPLACE EXISTING FURNACE IN GARAGE 1 NEW FURNACE IN SAME LOCATION.HOOK UP TO EXISTING DUCT WORK¿ BOOTS GAS ELECTRICAL. RUN NEW FLUE VENT AND CONDENSATE DRAIN.
PP20190805138 | 05-AUG-19 | 330 |  | PRESIDIO | AV | 0 | COMPLETE | 05-AUG-19 | THE TOBONI GROUP | RENEWAL OF EXPIRED PERMIT PP20180529805 FOR FINAL INSPECTION.
PP20190805180 | 05-AUG-19 | 3236 |  | BRODERICK | ST | 0 | COMPLETE | 12-AUG-19 | IDEAL TILE | (1) SHOWER PAN INSPECTION.
PM20190805152 | 05-AUG-19 | 1420 |  | 36TH | AV |  | COMPLETE | 08-AUG-19 | ZH MECHANICAL INC | REPLACE TWO OLD FURNACE TO INSTALL 2 NEW FURNACE AND VENT PIPES.
PW20190805906 | 05-AUG-19 | 3933 |  | MISSION | ST |  | COMPLETE | 19-AUG-19 | HEGARTY PLUMBING | WORK CATEGORY: 2PB; FINISH OFF PLUMBING AND INSTALL BOILER.
PW20190806921 | 06-AUG-19 | 303 |  | 02ND | ST |  | ISSUED | 06-AUG-19 | R L H FIRE PROTECTION INC | WORK CATEGORY: 4PB; RELOCATE 69 ADD 21 AND DELETE 25 SPRINKLERS ON THE 7TH FLOOR.
PW20190806938 | 06-AUG-19 | 3408 |  | 18TH | ST |  | COMPLETE | 15-AUG-19 | FIVE STAR PLUMBING & ROOTER | WORK CATEGORY: 1P; INSTALL GAS LINE FROM METER TO BUILDING
PP20190806188 | 06-AUG-19 | 2734 |  | 20TH | ST |  | ISSUED | 06-AUG-19 | STEVEN HARRIS GLORIT PLUMB CON. | TWO UNIT REMODEL: REMOVE 2 BATHROOMS AND INSTALL 3 NEW BATHROOMS. REMODEL 2 KITCHENS. SHOWER PANS
PMW20190806928 | 06-AUG-19 | 60 |  | LINDA | ST | 0 | ISSUED | 06-AUG-19 | ASSOCIATED HEATING OF SF | WORK CATEGORY: 1M; NEW 4 TON SPLIT SYSTEM HEAT PUMP HEATING & AIR CONDITIONING SYSTEM.
PW20190806933 | 06-AUG-19 | 631 |  | GRANT | AV | 0 | ISSUED | 06-AUG-19 | 328 CONSTRUCTION | WORK CATEGORY: 6PA; REPLACEMENT OF 3 GREASE TRAPS FOR RESTAURANT.
PW20190806909 | 06-AUG-19 | 2 |  | GLENVIEW | DR |  | COMPLETE | 13-AUG-19 | ACE PLUMBING & ROOTER | WORK CATEGORY: 1P; SEWER REPAIR
PW20190806931 | 06-AUG-19 | 814 |  | CALIFORNIA | ST |  | ISSUED | 06-AUG-19 | FAULT LINE PLUMBING INC | WORK CATEGORY: 8P; INSTALL TWO (2) NEW TANKLESS WATER HEATERS AND ONE (1) STORAGE TANK
PW20190806929 | 06-AUG-19 | 2600 |  | ARELIOUS WALKER | DR |  | ISSUED | 06-AUG-19 | EGAN PLUMBING INC. | WORK CATEGORY: 2PA; REHAB / ADA UPGRADE OF 2 APARTMENTS
PP20190806202 | 06-AUG-19 | 1 |  | HALLIDIE | PZ |  | COMPLETE | 13-AUG-19 | ARCH PLUMBING INC | ROUGH IN DRAIN AND VENT FOR TOILET AND WATER LINES
PP20190806214 | 06-AUG-19 | 534 |  | 37TH | AV |  | ISSUED | 06-AUG-19 | NORTH STAR PLUMBING & FIRE PROTECTION | FIRE SPRINKLER SYSTEM FOR WHOLE FLOOR. 18 HEADS
PP20190806223 | 06-AUG-19 | 825 |  | SILLIMAN | ST |  | ISSUED | 06-AUG-19 | XIN FENG INC | REMODEL 3 BATHROOM 1 KITCHEN AND 1 LAUNDRY ROOM.
PP20190806199 | 06-AUG-19 | 1299 |  | FITZGERALD | AV |  | ISSUED | 06-AUG-19 | MZ CONSTRUCTION COMPANY | REMODEL KITCHEN & BATHROOM.
PW20190806932 | 06-AUG-19 | 1525 |  | SHOTWELL | ST |  | ISSUED | 06-AUG-19 | ROS PLUMBING | WORK CATEGORY: 1P; INSTALL NEW PLUMBING FOR NEW HOUSE INSTALL ALL DWV PIPINGINSTALL ALL NEW UNDER GROUND INSTALL NEW DOMESTIC HOT & COLD WATER INSTALL NEW GAS LINES
PM20190806197 | 06-AUG-19 | 1276 |  | GENEVA | AV |  | ISSUED | 06-AUG-19 | BING'S HEATING & COOLING CO | INSTALL (1) FURNACE
PMW20190806920 | 06-AUG-19 | 4424 |  | BALBOA | ST |  | ISSUED | 06-AUG-19 | BROWNE HEATING | WORK CATEGORY: 1M; INSTALLING NEW FURNACE SYSTEM.
PP20190806185 | 06-AUG-19 | 250 |  | BRANNAN | ST |  | ISSUED | 06-AUG-19 | PRIBUSS ENGINEERING INC | AMEND PW20190621934 FOR DESCRIPTION PER C/N FROM PID: JC4846 3/F:DEMO (E) PLUMBING FIXTURS REPLACE WITH (N) FIXTURES: 1 DRINKING FTN 384-WC W/ FLUSH VALVE LAVY FAUCET 323-SINK FAUCET #355 SINK & FAUCET 324 SINK & FAUCET 387 MOP SINK & FAUCET.
PP20190806195 | 06-AUG-19 | 8 |  | RAMONA | AV | 0 | ISSUED | 06-AUG-19 | QUALITY HOME BUILDERS CONSTRUCTION INC | KITCHEN AND (ONE AND HALF) BATHROOMS REMODELING.
PW20190806934 | 06-AUG-19 | 766 |  | CLAYTON | ST |  | COMPLETE | 15-AUG-19 | ACE PLUMBING & ROOTER | WORK CATEGORY: 1P; SEWER REPAIR
PMW20190806911 | 06-AUG-19 | 303 |  | ROOSEVELT | WY |  | ISSUED | 06-AUG-19 | OKELL'S FIREPLACE | WORK CATEGORY: 1M; INSTALL 1 DIRECT VENT GAS FIREPLACE PER MANUAL SPECS. GAS LINE BY OTHERS.
PMW20190806907 | 06-AUG-19 | 155 |  | SAN BENITO | WY |  | ISSUED | 06-AUG-19 | STUCKERT HTG & SHEET METAL | WORK CATEGORY: 1M; INSTALLATION OF A NEW FLUE FOR FURNACE AND WATER HEATER. INSTALLATION OF A NEW VENT FOR KITCHEN HOOD.
PW20190806913 | 06-AUG-19 | 2231 |  | CHESTNUT | ST |  | COMPLETE | 15-AUG-19 | THE COOKS' LINE INC/ALFRESCO HEATING | WORK CATEGORY: 6PA; INSTALL 85' OF ASTM A53 GAS LINE TO FEED TWO FUTURE PATIO HEATERS.
PP20190806207 | 06-AUG-19 | 65 |  | SCOTT | ST |  | ISSUED | 06-AUG-19 | LIU'S PLUMBING AND FIRE PROTECTION | INSTALL NEW FIRE SPRINLKER SYSTEM FOR NEW ADU.
PP20190806203 | 06-AUG-19 | 455 |  | VALLEJO | ST | 412 | ISSUED | 06-AUG-19 | S & I CONSTRUCTION INC | REMODEL SHOWER STALL TOILET. LIKE FOR LIKE.
PP20190806192 | 06-AUG-19 | 35 |  | BELGRAVE | AV |  | ISSUED | 06-AUG-19 | FONG'S CONSTRUCTION & PLUMBING | INSTALL NEW FIRE SPRINKLER SYSTEM THROUGHOUT BLDG INCLUDING NEW FIRE SERVICE.
PMW20190806918 | 06-AUG-19 | 635 |  | 11TH | AV |  | COMPLETE | 12-AUG-19 | ASSOCIATED HEATING OF SF | WORK CATEGORY: 1M; FURNACE REPLACEMENT NEW PVC EXHAUST PIPING.
PP20190806201 | 06-AUG-19 | 2079 |  | MARKET | ST |  | ISSUED | 06-AUG-19 | CASMAN CONSTRUCTION INC | UNIT 2: REMODEL KITCHEN & BATHROOM IN KIND. ADD WASHER AND DRYER UNDER CABINETS IN KITCHEN. PRE-FAB SHOWER PAN
PMW20190806940 | 06-AUG-19 | 578 |  | ELIZABETH | ST |  | ISSUED | 06-AUG-19 | S L MECHANICAL CONTRACTOR | WORK CATEGORY: 1M; INSTALLING A GAS FURNACE NEW DUCTING VENTS FLUE PIPE FOR FURNACE AND WATER HEATER.
PP20190806211 | 06-AUG-19 | 827 |  | KEARNY | ST | 0 | ISSUED | 06-AUG-19 | RCM FIRE PROTECTION INC. | INSTALL 6" UNDERGROUND FIRE SPRINKLER PIPING FORM CURB TO BUILDING.
PP20190806189 | 06-AUG-19 | 2575 |  | WASHINGTON | ST | 4 | ISSUED | 07-AUG-19 | DANIEL KNIGHT CONSTRUCTION | APT 4: NEW BATHROOPM & KITCHEN FIXTURES. ADD NEW LAUNDRY.
PP20190806187 | 06-AUG-19 | 2736 |  | 20TH | ST |  | ISSUED | 06-AUG-19 | STEVEN HARRIS GLORIT PLUMB CON. | EXPAND 1 BATHROOM TO BE ADA ACCESSIBLE REPLACE WATER HEATER AND BAR AND KITCHEN REMODEL. FLOOR SINK AND DRAINS.
PW20190806935 | 06-AUG-19 | 10 |  | JUDAH | ST |  | ISSUED | 06-AUG-19 | BROSNAN PLUMBING | WORK CATEGORY: 2PA; REMODEL OF EXISTING 2ND FLOOR FULL BATHROOM INTO A HALF BATHROOM AND GROUND FLOOR LAUNDRY 1 - LAUNDRY SINK 1 - WASHING MACHINE BOX 1 - W/C 1 - LAV SINK
PP20190806190 | 06-AUG-19 | 357 |  | ELSIE | ST |  | ISSUED | 06-AUG-19 | RONDONTILE | 2 SHOWER PANS
PP20190806206 | 06-AUG-19 | 355 |  | 21ST | AV |  | ISSUED | 06-AUG-19 | ALL STAR FIRE PROTECTION LLC | INSTALLATIONG OF NEW FIRE SPRINKLER SYSTEM IN LEGALIZED 1 UNITS ON 1/F. INSTALLTIONG OF NEW 2IN FIRE WATER SERVICES U/G.
PMW20190806939 | 06-AUG-19 | 111 |  | HOFFMAN | AV |  | ISSUED | 06-AUG-19 | S L MECHANICAL CONTRACTOR | WORK CATEGORY: 1M; REPLACE A GAS FURNACE WITH AC. NEW FLUE PIPE FOR FURNACE AND WATER HEATER.
PMW20190806930 | 06-AUG-19 | 2811 |  | VALLEJO | ST |  | COMPLETE | 20-AUG-19 | M C L HEATING & AIR CONDITIONING INC | WORK CATEGORY: 1M; INSTALL MITSUBISHI MINI SPLIT AIR CONDITIONING SYSTEM
PW20190806910 | 06-AUG-19 | 1799 |  | 19TH | AV |  | COMPLETE | 03-SEP-19 | KEVIN SULLIVAN HEATING & AIR INC. | WORK CATEGORY: 11P; ROUGH IN MODIFICATIONS FOR 2 BATHROOMS AND SET FIXTURES
PP20190806194 | 06-AUG-19 | 20 |  | AGNON | AV |  | ISSUED | 06-AUG-19 | IDEAL TILE | 1 SHOWER PAN.
PW20190806925 | 06-AUG-19 | 201 |  | HARRISON | ST | 314 | ISSUED | 06-AUG-19 | O'CONNOR PLUMBING & FIRE PROTECTION | WORK CATEGORY: 1P; REPLACEMENT OF EXISTING SINK AND FAUCET
PMW20190806915 | 06-AUG-19 | 520 |  | PAGE | ST | 0 | ISSUED | 06-AUG-19 | OKELL'S FIREPLACE | WORK CATEGORY: 1M; INSTALL 1 DIRECT VENT GAS FIREPLACE PER MANUAL SPECS. GAS LINE BY OTHERS.
PP20190806220 | 06-AUG-19 | 1290 |  | 20TH | AV |  | ISSUED | 06-AUG-19 | AXEL8 CONSTRUCTION | UNIT 505: 1.CONVERT (E) KITCHEN TO BEDROOM. 2. RELOCATE KITCHEN 3. REHAB (E) BATHROOM 4. INST WASHER/DRYER.
PMW20190806912 | 06-AUG-19 | 1683 |  | 42ND | AV |  | ISSUED | 06-AUG-19 | OKELL'S FIREPLACE | WORK CATEGORY: 1M; INSTALL 1 DIRECT VENT GAS FIREPLACE PER MANUAL SPECIFICATIONS. GAS LINE BY OTHERS
PP20190806200 | 06-AUG-19 | 46 |  | LAPIDGE | ST | 0 | COMPLETE | 13-AUG-19 | JOS. C. SAND CO. INC. | CUT AND CAPP HOT COLD AND WASTE LINE FOR ILLEGAL SINK. ENFORCEMENT #2018-00648
PW20190806923 | 06-AUG-19 | 303 |  | 02ND | ST |  | ISSUED | 06-AUG-19 | R L H FIRE PROTECTION INC | WORK CATEGORY: 4PB; RELOCATE 45 ADD 15 AND DELETE 10 SPRINKLERS ON THE 2ND FLOOR.
PM20190806196 | 06-AUG-19 | 2578 |  | 38TH | AV |  | ISSUED | 06-AUG-19 | BING'S HEATING & COOLING CO | INSTALL (1) FURNACE & WATER HEATER FLUE
PP20190806224 | 06-AUG-19 | 338 |  | JERSEY | ST |  | ISSUED | 06-AUG-19 | XIN FENG INC | REMODEL 2 BATHROOM 1 KITCHEN AND 1 LAUNDRY
PP20190806209 | 06-AUG-19 | 250 |  | HOWARD | ST |  | COMPLETE | 26-AUG-19 | ALLIED FIRE PROTECTION | LEVEL 12 FACEBOOK TI FIRE SPRINKLERS: 11 ADDED UPRIGHTS; 5 RELOCATED UPRIGHTS; 26 ADDED PENDENTS = TOTAL 42 SPRINNKLERS APN:20903226019
PP20190806222 | 06-AUG-19 | 801 |  | FILLMORE | ST | 9 | ISSUED | 06-AUG-19 | BLOCK 12 CONSTRUCTION | UNIT 9 REMODEL RELOCATE KITCHEN AND FIXTURES REF BPA# 201907246822.
PP20190806205 | 06-AUG-19 | 765 |  | MARKET | ST | 30 | COMPLETE | 15-AUG-19 | ALL STAR FIRE PROTECTION LLC | RELOCATE 6 HEADS FOR T.I. AND REPLACE ALL SIDEWALLS.
PW20190806922 | 06-AUG-19 | 1575 |  | INDIANA | ST |  | ISSUED | 06-AUG-19 | CAHILL AND KAVANAUGH INC * SEE NOTE* | WORK CATEGORY: 1P; INSTALLATION OF SAMPLING TEE
PW20190806927 | 06-AUG-19 | 58 |  | ARROYO | WY |  | ISSUED | 06-AUG-19 | ROS PLUMBING | WORK CATEGORY: 1P; INSTALL RADANT HEAT INSTALL PEX INSTALL FLUE PIPE
PP20190806219 | 06-AUG-19 | 801 |  | FILLMORE | ST | 7 | ISSUED | 06-AUG-19 | BLOCK 12 CONSTRUCTION | UNIT 7 REMODEL. RELOCATE KITCHEN AND FIXTURES.
PP20190806208 | 06-AUG-19 | 250 |  | HOWARD | ST |  | COMPLETE | 13-AUG-19 | ALLIED FIRE PROTECTION | LEVEL 22 FACEBOOK TI FIRE SPRINKLERS: 6 ADDED UPRIGHTS; 24 RELOCATED UPRIGHTS; 44 ADDED PENDENTS = TOTAL 74 SPRINKLERS APN#201904248788
PP20190806218 | 06-AUG-19 | 210 |  | CHURCH | ST | 3 | ISSUED | 06-AUG-19 | AXEL8 CONSTRUCTION | REHAB (E) KITCHEN & BATHROOM.
PP20190806193 | 06-AUG-19 | 663 |  | JOOST | AV |  | ISSUED | 06-AUG-19 | VALEX CONSTRUCTION | REMODELING OF (E) BATHROOM AND HALF BATHROOM (1) ON THE SECOND FLOOR. INSTALL TUB (1) TOILET (2) VANITY (2)
PP20190806210 | 06-AUG-19 | 1519 |  | LA SALLE | AV |  | ISSUED | 07-AUG-19 | HANDY CONSTRUCTION TEAM INC | G/F NEW BATHROOM NEW FIXTURES AND NEW LAUNDRY ROOM.
PW20190806937 | 06-AUG-19 | 3340 |  | WASHINGTON | ST |  | COMPLETE | 09-AUG-19 | P J ROMEO PLUMBING & HEATING | WORK CATEGORY: 2PB; REPLACE SEWER PIPING FROM HOUSE TO CURB WITH A NEW HOUSE TRAP.
PP20190806204 | 06-AUG-19 | 1855 |  | CALIFORNIA | ST |  | COMPLETE | 19-AUG-19 | DEJAGER & REILLY PLUMBING & HEATING | REMOVE AND REPLACE PEERLESS STEAM BOILER SERIAL #61-52107-0889
PP20190806215 | 06-AUG-19 | 668 |  | CLAY | ST |  | COMPLETE | 14-AUG-19 | EVERLAST PLUMBING | FINAL PLUMBING FOR VANITY SINK INSTALLATION TOILET INSTALLATION LAVY SINK INSTALLATION SHOWER TRIM INSTALLATION.
PP20190806213 | 06-AUG-19 | 647 |  | CLAY | ST |  | COMPLETE | 21-AUG-19 | EVERLAST PLUMBING | WATER HEATER INSTALLATION
PP20190806217 | 06-AUG-19 | 173 |  | GAMBIER | ST |  | ISSUED | 06-AUG-19 | KNAB BUILDER | INSTALL TANKLESS WATER HEATER ALL ROUGH PLUMBING FOR BOTH LEVELS 3 BATHROOMS 2 BATHTUBS 1 SHOWER SINKS NEW LAUNDRY KITCHEN SINK NEW GAS LINE 1 SHOWER PAN
PP20190806221 | 06-AUG-19 | 801 |  | FILLMORE | ST | 19 | ISSUED | 06-AUG-19 | BLOCK 12 CONSTRUCTION | UNIT 19 REMODEL RELOCATE KITCHEN AND FIXTURES REF BPA# 201907246822.
PMW20190806914 | 06-AUG-19 | 1407 |  | JACKSON | ST |  | ISSUED | 06-AUG-19 | OKELL'S FIREPLACE | WORK CATEGORY: 1M; INSTALL 1 DIRECT VENT GAS FIREPLACE PER MANUAL SPECS. GAS LINE BY OTHERS.
PP20190806225 | 06-AUG-19 | 319 |  | MULLEN | AV |  | ISSUED | 06-AUG-19 | RIDGEBEAM CONSTRUCTION | FOR ADU: INSTALL 1 KITCHEN SINK 1 LAUNDRY HOOKUP 1 SHOWER 1 TOILET AND 1 LAV.
PP20190806191 | 06-AUG-19 | 68 |  | PIERCE | ST |  | ISSUED | 06-AUG-19 | FONG'S CONSTRUCTION & PLUMBING | INSTALL NEW FIRE SPRINKLER SYSTEM THROUGHOUT BLDG INCLUDING NEW FIRE SERVICE.
PMW20190806917 | 06-AUG-19 | 464 |  | BARTLETT | ST |  | COMPLETE | 22-AUG-19 | BLAZE FIREPLACES OF NO CAL | WORK CATEGORY: 1M; INSTALLING ONE FIREPLACE
PP20190806216 | 06-AUG-19 | 1645 |  | QUINTARA | ST |  | ISSUED | 06-AUG-19 | THE GREAT OCEAN GENERAL CONTRACTOR | KITCHEN REMODEL INSTALL KITCHEN SINK SINK FAUCET DISPOSAL AND APPLIANCES.
PP20190806186 | 06-AUG-19 | 175 |  | PHELAN | AV |  | ISSUED | 06-AUG-19 | PRIBUSS ENGINEERING INC | FA11878: RECOMMISION #2 PEERLESS 211A-10 HYRDONIC BOILER S/N:58115-200709. DISCONNECT REMOVE AND REPLACE ALL WATER SUBMERGED CONTROLS VAVLES AND PIPING ON BOILER.DISCONNECT AND RMEOVE (E) 6IN & 4IN GAS PIPE FROM FLANGE TO #1 & #2 HYDRONIC BILERS AND NEW INSTALL.
PW20190806919 | 06-AUG-19 | 2717 |  | HARRISON | ST |  | COMPLETE | 16-AUG-19 | ATLAS PLUMBING AND ROOTER | WORK CATEGORY: 1P; REPLACE WATER LINE AND DRAIN FOR WASHER
PW20190806908 | 06-AUG-19 | 3 |  | EMBARCADERO CENTER | * |  | COMPLETE | 29-AUG-19 | GOLDEN GATE FIRE PROTECTION INC | WORK CATEGORY: 4PB; GGFP 19-214 RELOCATE 38 HEADS ON THE 13TH FLOOR IN SUITE 1350
PW20190806916 | 06-AUG-19 | 2200 |  | SACRAMENTO | ST | 308 | COMPLETE | 09-AUG-19 | CHUCK VOUTSELAS PLUMBING | WORK CATEGORY: 1P; RE: PERMIT # PW20181022431 FINIAL PLUMBING INSPECTION
PW20190806936 | 06-AUG-19 | 1020 |  | POTRERO | AV |  | ISSUED | 06-AUG-19 | O'DONOVAN PLUMBING INC. | WORK CATEGORY: 8P; INSTALL RADIOTERS IN LIVING ROOMS AND BEDROOMS
PP20190806198 | 06-AUG-19 | 3222 |  | ANZA | ST |  | COMPLETE | 08-AUG-19 | YIU CHEONG CONSTRUCTION CO INC | RENEW PLUMBING PP20180301278 FOR FINAL INSPECTION ONLY. "RENOVATE KITCHEN GARBAGE DISPOSAL SINK APPLIANCE W/ICE MAKER"
PP20190806212 | 06-AUG-19 | 2335 |  | CHESTNUT | ST |  | ISSUED | 06-AUG-19 | JOE 88 CONSTRUCTION CO | RECOMMENCEMENT OF WORK PREVOIUSLY APPROVED UNDER PP20171121526.
PMW20190806926 | 06-AUG-19 | 1947 |  | PINE | ST | 0 | ISSUED | 06-AUG-19 | OKELL'S FIREPLACE | WORK CATEGORY: 1M; INSTALL 2 GAS STOVES PER MANUAL SPECS. GAS LINE BY OTHERS.
PW20190806924 | 06-AUG-19 | 303 |  | 02ND | ST |  | ISSUED | 06-AUG-19 | R L H FIRE PROTECTION INC | WORK CATEGORY: 4PB; RELOCATE 101 ADD 36 AND DELETE 35 SPRINKLERS ON THE 8TH FLOOR.
PP20190807259 | 07-AUG-19 | 1914 |  | 44TH | AV |  | ISSUED | 07-AUG-19 | SUMMIT CONSTRUCTION | 2 BATHROOM REMODEL (1 NEW) ON 2ND FL. SHOWER PANS TOILETS SINKS.
PW20190807966 | 07-AUG-19 | 3835 |  | ULLOA | ST |  | ISSUED | 07-AUG-19 | KEARNEY PLUMBING | WORK CATEGORY: 2PA; ROUGH IN AND TRIM OUT 2 BATHROOMS 1 KITCHEN AND LAUNDRY INSTALL TANKLESS WATERHEATER.
PP20190807237 | 07-AUG-19 | 48 |  | COVENTRY | CT |  | ISSUED | 07-AUG-19 | IRELAND TILE & STONE INC | 2 SHOWER PAN
PP20190807228 | 07-AUG-19 | 947 |  | BUSH | ST | 311 | ISSUED | 07-AUG-19 | NEIGHBORHOOD PLUMBING | UNIT 311: KITCHEN REMODEL
PP20190807239 | 07-AUG-19 | 4536 |  | 20TH | ST |  | COMPLETE | 14-AUG-19 | IRELAND TILE & STONE INC | 1 SHOWER PAN
PP20190807231 | 07-AUG-19 | 548 |  | BRANNAN | ST | 302 | COMPLETE | 16-AUG-19 | MONTEREY CONSTRUCTION COMPANY | REPLACE KITCHEN CABINETS
PP20190807245 | 07-AUG-19 | 950 |  | MARKET | ST |  | ISSUED | 07-AUG-19 | PHOENIX ELECTRIC CO. | SIDE SEWER (COMBINED) FOR THE NEW DEVELOPMENT.
PM20190807256 | 07-AUG-19 | 53 | 55 | LUPINE | AV |  | ISSUED | 07-AUG-19 | ALMA CONSTRUCTION CO | NEW GAS FLUE VENT TO OUTSIDE OF BUILDING
PMW20190807946 | 07-AUG-19 | 663 |  | MARINA | BL |  | ISSUED | 07-AUG-19 | SCHMITT HEATING CO INC | WORK CATEGORY: 1M; REPLACE EXISTING SYSTEM WITH NEW MITSUBISHI DUCTLESS HEAT PUMP SYSTEM AND INSTALL NEW CONDENSATE DRAIN LINE.
PP20190807253 | 07-AUG-19 | 1380 |  | GREENWICH | ST | 111 | COMPLETE | 23-AUG-19 | ASHOT BAGHDIYAN | KITCHEN CABINET REPLACEMENT. EXISTING PLUMBING FIXTURES TO REMAIN AS IS
PW20190807972 | 07-AUG-19 | 266 |  | BEMIS | ST |  | ISSUED | 07-AUG-19 | KEARNEY PLUMBING | WORK CATEGORY: 2PA; ROUGH IN AND TRIM OUT KITCHEN LAUNDRY AND POWDER ROOM.
PP20190807241 | 07-AUG-19 | 1650 |  | 11TH | AV |  | ISSUED | 07-AUG-19 | TEN-TEN CONSTRUCTION CO | 1 BATH 1 KITCHEN SHOWER PAN AT GR FL UNIT LEGALIZATION
PW20190807949 | 07-AUG-19 | 553 |  | 25TH | AV |  | COMPLETE | 14-AUG-19 | PRECISION PLUMBING | WORK CATEGORY: 1P; TRENCH DRAIN INSTALL
PP20190807236 | 07-AUG-19 | 229 |  | ELLIS | ST |  | ISSUED | 07-AUG-19 | IRELAND TILE & STONE INC | 32 SHOWER PAN
PP20190807243 | 07-AUG-19 | 110 |  | UPLAND | DR | 1 | ISSUED | 07-AUG-19 | ZE SHENG LIAO | KITCHEN AND BATHROOM REMODEL. CONCRETE SHOWER PAN.
PW20190807948 | 07-AUG-19 | 642 |  | 41ST | AV |  | COMPLETE | 15-AUG-19 | ACE PLUMBING & ROOTER | WORK CATEGORY: 1P; SEWER REPAIR
PW20190807956 | 07-AUG-19 | 1708 |  | 20TH | ST |  | ISSUED | 07-AUG-19 | O'CONNOR PLUMBING & FIRE PROTECTION | WORK CATEGORY: 2PA; REMODEL EXISTING KITCHEN AND (2) EXISTING BATHROOMS.
PP20190807257 | 07-AUG-19 | 10 |  | ROMAIN | ST |  | COMPLETE | 19-AUG-19 | ROYAL LYON CONSTRUCTION | RENEW PP20180620522
PP20190807262 | 07-AUG-19 | 1378 |  | 41ST | AV |  | ISSUED | 07-AUG-19 | DECLAN B CASSIDY CONSTR. CO. | RENEW PP20180816031 FOR FINAL
PW20190807941 | 07-AUG-19 | 55 |  | GREEN | ST |  | ISSUED | 07-AUG-19 | PRIBUSS ENGINEERING INC | WORK CATEGORY: 4PB; FIRE SPRINKLER T.I. ON THE 1ST FLOOR.
PP20190807246 | 07-AUG-19 | 1202 |  | UNION | ST |  | ISSUED | 07-AUG-19 | H T CONTRACTORS INC | REMODEL KITCHEN NEW WATER HEATER & LAUNDRY ROOM.
PP20190807244 | 07-AUG-19 | 537 |  | GROVE | ST |  | ISSUED | 07-AUG-19 | EASTWOOD DEVELOPMENT INCORPORATED | RENEW PLUMBING PERMIT PP20180710992 TO COMPLETE REMAINING SCOPE OF WORK. (2 SHOWER PANS. 3 FULL BATHROOMS 2 POWDER ROOMS 2 KITCHENS 1 TRENCH DRAIN 1 GARAGE DRAIN 11 ROOF DRAINS 2 WASHER & DRYER UNDERGROUND PLUMBING)
PW20190807965 | 07-AUG-19 | 95 |  | GATES | ST |  | ISSUED | 07-AUG-19 | CJ PLUMBING | WORK CATEGORY: 2PA; REMODEL BATHROOM AND KITCHEN
PP20190807227 | 07-AUG-19 | 947 |  | BUSH | ST | 214 | ISSUED | 07-AUG-19 | NEIGHBORHOOD PLUMBING | UNIT 214: BATHROOM/KITCHEN REMODEL
PW20190807974 | 07-AUG-19 | 46 |  | GORHAM | ST |  | COMPLETE | 15-AUG-19 | WORKS PLUMBING & ROOTER INC. | WORK CATEGORY: 1P; EXTERIOR SEWER LATERAL REPLACEMENT
PMW20190807951 | 07-AUG-19 | 68 |  | EUREKA | ST |  | ISSUED | 07-AUG-19 | AIR FLOW PRO'S | WORK CATEGORY: 1M; CHANGE OUT OF EXISTING FURNACE TO TRANE 80% EFFICIENT FURNACE.
PW20190807942 | 07-AUG-19 | 2062 |  | PINE | ST | 0 | ISSUED | 07-AUG-19 | RELIABLE PLUMBING CO | WORK CATEGORY: 2PA; RENEW PERMITS PW20161215845 PW20170104164 PP20180618428
PW20190807973 | 07-AUG-19 | 227 |  | CHATTANOOGA | ST |  | COMPLETE | 19-AUG-19 | HARRIS WATER HEATERS | WORK CATEGORY: 1P; INSTALL 50 GALLON WATER HEATER LIKE FOR LIKE.
PP20190807248 | 07-AUG-19 | 1805 |  | GEARY | BL |  | COMPLETE | 21-AUG-19 | NIGEL MULGREW PLUMBING INC. | NEW WATER HEATER INSTALL. RELOCATE GAS SUPPLY FOR STOVE.
PP20190807229 | 07-AUG-19 | 555 |  | FULTON | ST |  | ISSUED | 07-AUG-19 | HYDRA VENTURES INC./ CAL PAC PLUMB. SYST | AMEND PERMIT #S: PP20141124047 PP20170620371 PP20180813900 TO ADDITIONAL FEES. 139 DWELLING UNITS
PP20190807242 | 07-AUG-19 | 649 |  | DARIEN | WY |  | ISSUED | 07-AUG-19 | AMERICAN KITCHEN COMPANY | BATHROOM REMODEL LIKE FOR LIKE PLUMBING TO CODE. 1 PAN
PP20190807255 | 07-AUG-19 | 53 | 55 | LUPINE | AV |  | ISSUED | 07-AUG-19 | ALMA CONSTRUCTION CO | 4 SHOWER PAN REWORK AND TILE FINISH WORK
PW20190807968 | 07-AUG-19 | 120 |  | HYDE | ST |  | ISSUED | 07-AUG-19 | ACE PLUMBING & ROOTER | WORK CATEGORY: 1P; BACKFLOW REPLACEMENT
PW20190807950 | 07-AUG-19 | 238 |  | 27TH | ST |  | ISSUED | 07-AUG-19 | ACE PLUMBING & ROOTER | WORK CATEGORY: 1P; SEWER REPAIR
PP20190807250 | 07-AUG-19 | 350 |  | TURK | ST | 202 | ISSUED | 07-AUG-19 | NOMELLINI CONSTRUCTION * ASK FOR ID * | UNIT 202: PLUMBING IN KITCHEN & BATH
PP20190807261 | 07-AUG-19 | 1817 |  | CALIFORNIA | ST | 2 | COMPLETE | 07-AUG-19 | CONNOR DALY CORPORATION | APT 2L: AMEND PP20190717600 FOR SCOPE REDUCTION OR WORK: REMOVE 1/2 BATHROOM REMODEL FROM ORIGINAL SCOPE. REMODEL 1 KITCHEN & 1 BATHROOM ONLY.
PP20190807226 | 07-AUG-19 | 255 |  | BERRY | ST | 115 | COMPLETE | 13-AUG-19 | ALL SYSTEMS APPROVED INC | UNIT #115: DEMOLITION AND RELOCATION OF 2 EXISTING RESIDENTIAL PENDENT SPRINKLER DUE TO NEW INTERIOR WALL RENOVATIONS.
PW20190807969 | 07-AUG-19 | 845 |  | MARKET | ST | 0 | COMPLETE | 08-AUG-19 | BROADWAY MECH.CNTRS. INC. | WORK CATEGORY: 2PA; INSTALATION OF WATER HEATER COMPLETE DOMESTIC WATER PIPING CONNECTIONS SMALL SANITARY WASTE AND VENT PIPING INSTALL.
PMW20190807954 | 07-AUG-19 | 2076 |  | GOLDEN GATE | AV |  | COMPLETE | 28-AUG-19 | OKELL'S FIREPLACE | WORK CATEGORY: 1M; INSTALL 1 DIRECT VENT GAS FIREPLACE PER MANUAL SPECS. GAS LINE BY OTHERS.
PW20190807957 | 07-AUG-19 | 1567 |  | 11TH | AV |  | ISSUED | 07-AUG-19 | F W H ACQUISITION CO LLC DBA FAST WATER | WORK CATEGORY: 1P; REMOVE/REPLACE GAS WATER HEATER
PP20190807230 | 07-AUG-19 | 864 |  | ASHBURY | ST |  | ISSUED | 07-AUG-19 | ROSCONN CONSTRUCTION | INSTALL SINK IN KITCHEN DISHWASHER INSTALL VANITY AND TOILET SHOWER PAN SHOWER VALVE.
PP20190807254 | 07-AUG-19 | 2 |  | MINERVA | ST |  | COMPLETE | 22-AUG-19 | DISCOUNT PLUMBING CO | SEWER LINE AND HOUSE TRAP REPLACEMENT
PW20190807964 | 07-AUG-19 | 4251 |  | 23RD | ST |  | ISSUED | 07-AUG-19 | FLOW MASTERS PLUMBING INC | WORK CATEGORY: 2PB; RENEW EXPIRED PERMIT - PW20180604257: 4PA; INSTALL 16 HEADS TO 3RD FL ONLY REF PA 2014-0305-9932
PW20190807971 | 07-AUG-19 | 1401 |  | JONES | ST | 405 | ISSUED | 07-AUG-19 | CJ PLUMBING | UNIT #405; WORK CATEGORY: 2PA; REMODEL BATHROOM AND KITCHEN. ADD NEW WASHER AND DRYER
PW20190807970 | 07-AUG-19 | 3214 |  | BALBOA | ST |  | ISSUED | 07-AUG-19 | CJ PLUMBING | WORK CATEGORY: 2PB; INSTALL NEW FIRE SPRINKLER SYSTEM ON FIRST FLOOR ONLY. 17 HEADS
PW20190807975 | 07-AUG-19 | 5 |  | THE EMBARCADERO | * | 0 | ISSUED | 07-AUG-19 | ALLIED HEATING & AIR CONDITINING | WORK CATEGORY: 5P; HOTEL RESTROOM AND CONDENSATES.
PMW20190807944 | 07-AUG-19 | 451 |  | AVILA | ST |  | COMPLETE | 12-AUG-19 | SCHMITT HEATING CO INC | WORK CATEGORY: 1M; REPLACE EXISTING FURNACE WITH NEW AND INSTALL NEW PVC FLUE AND CONDENSATE DRAIN LINE.
PMW20190807952 | 07-AUG-19 | 2472 |  | 15TH | AV |  | ISSUED | 07-AUG-19 | PENINSULA HEATING | WORK CATEGORY: 1M; REPLACE EXISTING DUCT WORK AND FLUE.
PW20190807963 | 07-AUG-19 | 3040 |  | 19TH | AV |  | COMPLETE | 19-AUG-19 | ARB INC | WORK CATEGORY: 1P; GAS HOUSELINE EXT
PM20190807240 | 07-AUG-19 | 1948 |  | PACIFIC | AV |  | COMPLETE | 21-AUG-19 | OKELL'S FIREPLACE | INSTALLATION OF 2 ZERO CLEARANCE FACTORY BUILT DIRECT VENT GAS FIRE PLACES WITH ELECTRONIC IGNITION
PW20190807953 | 07-AUG-19 | 1433 |  | BUSH | ST |  | ISSUED | 07-AUG-19 | KEVIN SULLIVAN HEATING & AIR INC. | WORK CATEGORY: 8P; INSTALLATION OF 2 WATER HEATERS MIXING VALVE
PP20190807260 | 07-AUG-19 | 1378 |  | 41ST | AV |  | ISSUED | 07-AUG-19 | DECLAN B CASSIDY CONSTR. CO. | 2 SHOWER PANS
PMW20190807945 | 07-AUG-19 | 454 |  | GATES | ST |  | COMPLETE | 29-AUG-19 | SCHMITT HEATING CO INC | WORK CATEGORY: 1M; REPLACE TWO EXISTING FURNACES WITH NEW AND INSTALL 1 - NEW PVC FLUE AND CONDENSATE DRAIN LINE.
PMW20190807955 | 07-AUG-19 | 1560 |  | SANCHEZ | ST |  | ISSUED | 07-AUG-19 | BAY HEATING & AIR CONDITINING INC | WORK CATEGORY: 1M; MINI SPLIT SYSTEM WITH CONDENSATE DRAINS
PP20190807249 | 07-AUG-19 | 65 |  | TERRACE | DR |  | ISSUED | 07-AUG-19 | NATHAN COLE CONSTRUCTION | BATHROOM REMODEL NEW SHOWER MOVE TOILET RETILE
PP20190807251 | 07-AUG-19 | 2146 | 2150 | UNION | ST |  | ISSUED | 07-AUG-19 | NORTH STAR PLUMBING & FIRE PROTECTION | RADIANT FLOOR HEATING FOR WHOLE BUILDING.
PP20190807247 | 07-AUG-19 | 47 |  | CUVIER | ST |  | COMPLETE | 21-AUG-19 | OCCIDENTAL POWER | INSTALL SOLAR THERMAL SYSTEM (HOT WATER) 2 COLLECTORS 1 120 GALLON SOLAR STORAGE TANK.
PW20190807962 | 07-AUG-19 | 3060 |  | 19TH | AV |  | COMPLETE | 14-AUG-19 | ARB INC | WORK CATEGORY: 1P; GAS HOUSELINE EXT
PP20190807234 | 07-AUG-19 | 185 |  | BERRY | ST |  | ISSUED | 07-AUG-19 | WALSCHON FIRE PROTECTION INC | 2ND FLR. FIRE SPRINKLERS. RELOCATE 10 ADD 4
PW20190807967 | 07-AUG-19 | 300 |  | MYRA | WY |  | COMPLETE | 12-AUG-19 | ARB INC | WORK CATEGORY: 1P; GAS HOUSE LINE EXT
PW20190807976 | 07-AUG-19 | 553 |  | 15TH | AV |  | ISSUED | 07-AUG-19 | ORAN PLUMBING CORP | WORK CATEGORY: 2PB; INSTALL NEW HYDRONIC HEATING SYSTEM WITH NEW BOILER INDIRECT TANK AND FLUE
PP20190807258 | 07-AUG-19 | 764 |  | NATOMA | ST |  | ISSUED | 07-AUG-19 | LANDEN BUILDERS INC | AMEND PP20190605437 FOR ADDITONAL WORK. REMODEL BATHROOM (#3).
PM20190807233 | 07-AUG-19 | 1939 |  | TARAVAL | ST |  | ISSUED | 07-AUG-19 | C T B CONSTRUCTION INC. | TO RENEW MECHANICAL PERMIT PM20180409382.
PW20190807960 | 07-AUG-19 | 505 |  | DIAMOND | ST |  | COMPLETE | 23-AUG-19 | MAGIC PLUMBING | WORK CATEGORY: 1P; REPLACE SEWER FROM CURB TO EXISTING CAST IRON AT THE BUILDING
PMW20190807943 | 07-AUG-19 | 1951 |  | PINE | ST | 0 | COMPLETE | 16-AUG-19 | SCHMITT HEATING CO INC | WORK CATEGORY: 1M; REPLACE EXISTING SYSTEM WITH NEW MITSUBISHI DUCTLESS HEAT PUMP SYSTEM AND INSTALL 5 - NEW CONDENSATE DRAIN LINES.
PW20190807947 | 07-AUG-19 | 3330 |  | BUCHANAN | ST |  | COMPLETE | 07-AUG-19 | ECONOMY PLUMBING | WORK CATEGORY: 1P; REPAIR SEWER LINE
PP20190807232 | 07-AUG-19 | 1939 |  | TARAVAL | ST |  | ISSUED | 07-AUG-19 | C T B CONSTRUCTION INC. | RENEW EXPIRED PERMIT PP20180409383
PW20190807959 | 07-AUG-19 | 2689 |  | PINE | ST |  | COMPLETE | 23-AUG-19 | DISCOUNT PLUMBING CO | WORK CATEGORY: 1P; HOUSE TRAP AND SEWER LINE REPLACEMENT
PP20190807235 | 07-AUG-19 | 615 |  | SILVER | AV |  | COMPLETE | 13-AUG-19 | GENERAL SF | CHANGING SEWER DRAIN PIPE FROM ABS TO CAST IRON FOR KITCHEN & LAUNDRY.
PP20190807238 | 07-AUG-19 | 580 |  | HILL | ST |  | ISSUED | 07-AUG-19 | IRELAND TILE & STONE INC | 2 SHOWER PAN
PW20190807958 | 07-AUG-19 | 2450 |  | 47TH | AV |  | ISSUED | 07-AUG-19 | F W H ACQUISITION CO LLC DBA FAST WATER | WORK CATEGORY: 1P; REMOVE/REPLACE GAS WATER HEATER
PW20190807961 | 07-AUG-19 | 761 |  | CLAYTON | ST |  | ISSUED | 07-AUG-19 | SDP PLUMBING INC DBA MR. ROOTER PLUMBING | WORK CATEGORY: 2PB; NEW SEWER LATERAL AND NEW HOUSE TRAP
PP20190807252 | 07-AUG-19 | 1332 |  | SCOTT | ST |  | ISSUED | 07-AUG-19 | WOLFE PAINTING CO | INSTALL NEW ROUGH PLUMBING FOR NEW KITCHEN COUNTER TOP AND VANITY BATHROOM. INSTALL NEW SHOWER/TUB VALVES AND SPOUT
PP20190808292 | 08-AUG-19 | 200 |  | VAN NESS | AV | 0 | ISSUED | 08-AUG-19 | J. FLORES CONSTRUCTION | INSTALL 10LFT OF SANITARY SEWER 6IN VCP PIPE 14LF OF SANITARY SEWER 8IN VCP PIPE 4 LF OF 8IN STORM DRAIN PIPE ONE 6IN P-TRAP AND 3 8INP-TRAPS.
PW20190808984 | 08-AUG-19 | 2550 |  | LEAVENWORTH | ST |  | COMPLETE | 26-AUG-19 | CAHILL AND KAVANAUGH INC * SEE NOTE* | WORK CATEGORY: 8P; REMOVAL AND REPLACEMENT OF BOILER AND STORAGE TANK
PW20190808014 | 08-AUG-19 | 101 |  | MISSION | ST |  | COMPLETE | 30-AUG-19 | PIONEER FIRE INC. | WORK CATEGORY: 4PB; 21ST FLOOR
PW20190808010 | 08-AUG-19 | 45 |  | FREMONT | ST |  | ISSUED | 08-AUG-19 | DANIEL LARRATT PLUMBING INC | WORK CATEGORY: 5P; NEW WORK INCLUDES (2) WATER CLOSETS (2) LAVYS (2) BREAK ROOM SINKS (4) CHRONOMITES (2) WATER FILTERS NEW SS UNDERFLOOR VENT WATER & CONDENSATE PIPE.
PP20190808263 | 08-AUG-19 | 25 |  | ALVARADO | ST |  | ISSUED | 08-AUG-19 | YIU CHEONG CONSTRUCTION CO INC | RENOVATE KITCHEN AND 2ND FLR BATHROOM. NEW SHOWER SHOWER PAN TILE AND CABINETS
PW20190808977 | 08-AUG-19 | 99 |  | HILLCREST | CT |  | COMPLETE | 12-AUG-19 | ARB INC | WORK CATEGORY: 1P; GAS HOUSELINE EXT
PP20190808286 | 08-AUG-19 | 1726 |  | STEINER | ST |  | COMPLETE | 14-AUG-19 | SHEDRICK THE PLUMBER | INSTALL NEW HOUSE TRAP
PW20190808993 | 08-AUG-19 | 1715 |  | OCTAVIA | ST |  | ISSUED | 08-AUG-19 | CITY MECHANICAL INC | WORK CATEGORY: 5P; PROVIDE NEW WASTE VENT HOT AND COLD WATER AND GAS PIPING FOR NEW KITCHEN AREA AND TWO NEW ADA RESTROOMS WITH DRINKING FOUNTAIN AND UNDERGROUND WORK FOR STUART HALL SCHOOL.
PW20190808006 | 08-AUG-19 | 216 |  | EDDY | ST |  | COMPLETE | 13-AUG-19 | BAY AREA MECHANICAL & ENG | WORK CATEGORY: 11P; REPLACE EXISTING BACKFLOW DEVICE.
PW20190808995 | 08-AUG-19 | 3406 |  | CLAY | ST |  | COMPLETE | 28-AUG-19 | CAHILL AND KAVANAUGH INC * SEE NOTE* | WORK CATEGORY: 1P; REPLACING 15FT OF SEWER PIPING UNDER THE SIDEWALK TO CAST IRON
PP20190808291 | 08-AUG-19 | 2250 |  | 24TH | ST | 333 | ISSUED | 08-AUG-19 | EHJ CONSTRUCTION INC. | CHANGE KITCHEN SINK AND RECONNECT P TRAP.
PP20190808266 | 08-AUG-19 | 150 |  | SPEAR | ST |  | COMPLETE | 09-AUG-19 | GOLDEN GATE FIRE PROTECTION INC | 10TH FLOOR: REF T.I# 2019-0619-3914- RELOCATE 16 PENDENT HEADS ON THE 10TH FLOOR. COMMON AREAS.
PP20190808284 | 08-AUG-19 | 950 |  | PINE | ST |  | COMPLETE | 15-AUG-19 | O'DONOVAN PLUMBING INC. | UNIT# 309; REPLACE BATH TUB
PP20190808274 | 08-AUG-19 | 1463 |  | HUDSON | AV |  | ISSUED | 08-AUG-19 | BAYTOWN CONSTRUCTION LLC | BATHROOM REMODEL VANITY TOILET FAUCET REMOVE AND REPLACE.
PP20190808289 | 08-AUG-19 | 95 |  | LAGUNA | ST |  | ISSUED | 08-AUG-19 | SUN LIGHT & POWER | CLOSED LOOP COMMERCIAL SOLAR THERMAL SYSTEM ROOF MOUNTED WITH 20 COLLECTORS AND 1 1080 GALLON STORAGE TANK
PW20190808016 | 08-AUG-19 | 150 |  | CALIFORNIA | ST |  | ISSUED | 08-AUG-19 | PIONEER FIRE INC. | WORK CATEGORY: 4PB; 8TH FLOOR
PP20190808298 | 08-AUG-19 | 895 |  | 46TH | AV |  | ISSUED | 08-AUG-19 | SILVER ARROWS REMODEL | KITCHEN AND BATH REMODEL. REPLACE KITCHEN COUNTERTOP AND SINK BATHROOM MIXER VALVE FACUCET AND VAINITY
PP20190808293 | 08-AUG-19 | 234 |  | JOOST | AV |  | ISSUED | 08-AUG-19 | LDT TILE INC | SHOWER PAN
PP20190808305 | 08-AUG-19 | 525 |  | GOUGH | ST | 503 | ISSUED | 08-AUG-19 | KENNETH CROMPTON - 415 DESIGN & BUILD | CHANGE KITCHEN SINK & FAUCET GARBAGE DISPOSAL P TRAP
PW20190808992 | 08-AUG-19 | 2446 |  | 20TH | AV |  | ISSUED | 08-AUG-19 | EXPERT PLUMBING SOLUTIONS | WORK CATEGORY: 2PA; KITCHEN REMODEL. 1.5 BATHROOM ADDITION
PMW20190808997 | 08-AUG-19 | 361 |  | TEXAS | ST |  | ISSUED | 08-AUG-19 | AIR FLOW PRO'S | WORK CATEGORY: 1M; INSTALL OF A/C UNIT
PM20190808277 | 08-AUG-19 | 635 |  | SOUTH VAN NESS | AV |  | ISSUED | 09-AUG-19 | PENINSULA HEATING | REPLACE EXISTING FURNACE DUCT WORK & FLUE IN THE #A COTTAGE AT BACK.
PW20190808985 | 08-AUG-19 | 525 |  | MARKET | ST |  | ISSUED | 08-AUG-19 | GOLDEN GATE FIRE PROTECTION INC | WORK CATEGORY: 4PB; 19-208 RELOCATE 68 HEADS ON THE 2ND FLOOR
PW20190808007 | 08-AUG-19 | 1 |  | MARKET | ST |  | COMPLETE | 22-AUG-19 | R L H FIRE PROTECTION INC | WORK CATEGORY: 4PB; RELOCATE 8 PENDENT AND ADD 3 PENDENT SPRINKLERS.
PP20190808282 | 08-AUG-19 | 226 |  | EDINBURG | ST |  | ISSUED | 08-AUG-19 | ELDREDGE WOODWORKS | TO RENEW PP20180827519 FOR FINAL
PP20190808303 | 08-AUG-19 | 89 |  | SANTA ROSA | AV |  | ISSUED | 08-AUG-19 | BRIGHTER BAY BUILDERS INC | REMODEL 2 BATHROOMS WITH SHOWER PANS WITH WASHER AND DRYER.
PM20190808276 | 08-AUG-19 | 572 |  | CORDOVA | ST |  | ISSUED | 08-AUG-19 | PETER LIU CONSTRUCTION INC | REPLACE FURNACE
PP20190808278 | 08-AUG-19 | 2940 |  | ANZA | ST |  | ISSUED | 08-AUG-19 | DMSQUARE CONSTRUCTION | UNIT C: LEGALIZE (E) BATHROOM & KITCHEN.
PW20190808018 | 08-AUG-19 | 845 |  | PINE | ST | 0 | COMPLETE | 16-AUG-19 | FAULT LINE PLUMBING INC | WORK CATEGORY: 8P; REMOVE EXISTING BOILER SERIAL #L-05-09722 FROM RECORD INSTALL THREE (3) NEW TANKLESS WATER HEATERS
PP20190808281 | 08-AUG-19 | 124 |  | HUGO | ST |  | ISSUED | 09-AUG-19 | PROFESSIONAL HOME DESIGNS | KITCHEN & BATHROOM REMODEL. NEW FIXTURES IN BATH + SHOWER PAN.
PP20190808290 | 08-AUG-19 | 405 |  | FOLSOM | ST |  | COMPLETE | 22-AUG-19 | COSCO FIRE PROTECTION INC | DEMO (E) DELUGE SYSTEM AT TRANSFORMER BANK 5-15 AND ISNTALL (N) DELUGE SYSTEM.
PP20190808295 | 08-AUG-19 | 250 |  | HOWARD | ST | 23/F | COMPLETE | 16-AUG-19 | ALLIED FIRE PROTECTION | FACEBOOK TI LEVEL 23. FIRE SPRINKLERS: (7) ADDED UPRIGHTS; (16) RELOCATED UPRIGHTS; (41) ADDED PENDENTS. TOTAL (64) SPRINKLERS.
PMW20190808991 | 08-AUG-19 | 19 |  | CITYVIEW | WY |  | ISSUED | 08-AUG-19 | ACW MECHANICAL OF NO CA/CONTRA COSTA HEA | WORK CATEGORY: 1M; REPLACING A FURNACE 80% AFUE 66 000 BTU IN THE SAME LOCATION IN THE GARAGE
PW20190808998 | 08-AUG-19 | 555 |  | MONTGOMERY | ST |  | ISSUED | 08-AUG-19 | BAYLINE MECHANICAL INC | WORK CATEGORY: 5P; INSTALL ONE NEW KITCHEN PANTRY SINK. ALL WORK IS ON THE 16TH FLOOR.
PW20190808979 | 08-AUG-19 | 57 |  | HILLCREST | CT |  | COMPLETE | 12-AUG-19 | ARB INC | WORK CATEGORY: 1P; GAS HOUSELINE EXT
PW20190808011 | 08-AUG-19 | 300 |  | 16TH | ST |  | ISSUED | 08-AUG-19 | PAN-PACIFIC MECHANICAL LLC | WORK CATEGORY: 5P; TI BUILDOUT NORTH TOWER LEVEL 7. PLUMBING FOR SNACK ROOM BREAK ROOM ALL GENDER RESTROOM AND OTHER AREAS IN OFFICE.
PP20190808270 | 08-AUG-19 | 1264 |  | 17TH | AV |  | ISSUED | 08-AUG-19 | MAGNUM CONSTRUCTION GROUP INC | INSTALL NEW FIRE SPRINKLER PER NFPA 13 FOR THE GROUND FLOOR ADU UNIT. INCLUDE UNDERGROUND FIRE SERIVICE. TOTAL 20 HEADS.
PW20190808987 | 08-AUG-19 | 300 |  | CLAY | ST | 0 | ISSUED | 08-AUG-19 | GOLDEN GATE FIRE PROTECTION INC | WORK CATEGORY: 4PB; 19229 RELOCATE 7 HEADS IN SUITE 1665 ON THE 16TH FLOOR
PW20190808982 | 08-AUG-19 | 10 |  | HILLCREST | CT |  | COMPLETE | 13-AUG-19 | ARB INC | WORK CATEGORY: 1P; GAS HOUSELINE EXT
PM20190808283 | 08-AUG-19 | 2777 |  | 35TH | AV |  | ISSUED | 08-AUG-19 | WING CONSTRUCTION CO. | KITCHEN HOOD.
PP20190808299 | 08-AUG-19 | 2425 | 2427 | 23RD | AV |  | COMPLETE | 15-AUG-19 | H & L CONSTRUCTION INC | RENEWAL PP20180223079 FOR FINAL INSPECTION
PP20190808268 | 08-AUG-19 | 201 |  | MISSION | ST |  | ISSUED | 08-AUG-19 | R L H FIRE PROTECTION INC | 13TH FLOOR: FIRE SPRINKLER PERMIT. RELOCATE 15 SPRINKLERS ON THE 13TH FLOOR. TI #2019-0620-3986.
PMW20190808002 | 08-AUG-19 | 1542 |  | GROVE | ST |  | ISSUED | 08-AUG-19 | AIR FLOW PRO'S | WORK CATEGORY: 1M; REPLACEMENT OF EXISTING FURNACE WITH 80% EFFICIENCY TRANE.
PMW20190808001 | 08-AUG-19 | 307 |  | PARIS | ST |  | ISSUED | 08-AUG-19 | AIR FLOW PRO'S | WORK CATEGORY: 1M; REPLACEMENT OF EXISTING FURNACE 80% EFFICIENT TRANE.
PW20190808013 | 08-AUG-19 | 16 |  | MONTEZUMA | ST |  | ISSUED | 08-AUG-19 | THERMODYNAMICS | WORK CATEGORY: 1P; EXISTING BATHROOM REMODEL
PP20190808280 | 08-AUG-19 | 2777 |  | 35TH | AV |  | ISSUED | 08-AUG-19 | WING CONSTRUCTION CO. | KITCHEN 2 BATH REMODEL ONE SHOWER ONE TUB.
PP20190808279 | 08-AUG-19 | 1423 |  | 27TH | AV |  | COMPLETE | 08-AUG-19 | C & C GENERAL ENGINEERING INC. | RENEW PERMIT PP20170920891 FOR FINAL INSPECTION
PW20190808999 | 08-AUG-19 | 2835 |  | VAN NESS | AV |  | COMPLETE | 19-AUG-19 | FAULT LINE PLUMBING INC | WORK CATEGORY: 1P; REPLACEMENT OF TANKLESS WATER HEATER AND STORAGE TANK
PP20190808304 | 08-AUG-19 | 2727 |  | UNION | ST |  | ISSUED | 08-AUG-19 | MILLANS CONSTRUCTION | CONSTRUCTION NEW BATHROOM AT FIRST FLOOR REPLACE WATER HEATER NEW CATCH BASIN REPLACEMENT OF LATERAL SEWAGE UP TO CITY TRAP. MOVE WATER WASTE AND GAS LINE. 1 SHOWER PAN.
PW20190808020 | 08-AUG-19 | 1238 |  | CASTRO | ST |  | COMPLETE | 12-AUG-19 | BEST PLUMBING CHOICE | WORK CATEGORY: 1P; REPLACE KITCHEN SINK GARBAGE DISPOSAL AND REINSTALL DW.
PP20190808264 | 08-AUG-19 | 340 |  | SILLIMAN | ST |  | ISSUED | 08-AUG-19 | C L & Y CONSTRUCTION INC. | TO RENEW PERMIT #PP20180108743 FOR FINAL INSPECTION (LEGALIZE (E) UNIT PER ORDINANCE 43-14: 1 BATHROOM 1 KITCHEN AND 1 WALL HEATER & WATER HEATER AND GAS LINE TO STREET.)
PMW20190808004 | 08-AUG-19 | 3031 |  | CABRILLO | ST |  | COMPLETE | 16-AUG-19 | AIR FLOW PRO'S | WORK CATEGORY: 1M; INSTALLATION OF A/C UNIT.
PP20190808288 | 08-AUG-19 | 500 |  | FOLSOM | ST |  | ISSUED | 08-AUG-19 | SUN LIGHT & POWER | SOLAR DOMESTIC HOT WATER SYSTEM WITH 80 HELIODYNE GOBI 406 COLLECTORS AND 1 3200 GALLON STORAGE TANK
PW20190808978 | 08-AUG-19 | 85 |  | HILLCREST | CT |  | COMPLETE | 12-AUG-19 | ARB INC | WORK CATEGORY: 1P; GAS HOUSELINE EXT
PW20190808012 | 08-AUG-19 | 300 |  | 16TH | ST |  | ISSUED | 08-AUG-19 | PAN-PACIFIC MECHANICAL LLC | WORK CATEGORY: 5P; TI BUILDOUT NORTH TOWER LEVEL 6. PLUMBING IN SNACK ROOM BREAK ROOM AND OTHER AREAS.
PP20190808269 | 08-AUG-19 | 150 |  | SPEAR | ST |  | ISSUED | 08-AUG-19 | BAYLINE MECHANICAL INC | FLOOR 16: INSTALL TWO NEW KITCHEN SINKS & BRING RESTROOMS UP TO ADA CODE.
PMW20190808983 | 08-AUG-19 | 381 |  | WARREN | DR |  | COMPLETE | 27-AUG-19 | OKELL'S FIREPLACE | WORK CATEGORY: 1M; INSTALL 1 DIRECT VENT GAS INSERT PER MANUAL SPECS. GAS LINE BY OTHERS.
PP20190808271 | 08-AUG-19 | 211 |  | MIRAMAR | AV |  | ISSUED | 08-AUG-19 | D S MANAGEMENT INC DBA METROCON BUILDERS | 1)REMODEL EXTG KITCHEN RELOCATE EXTG BATHRM FULL BATHROOM AT GROUND FLR. 2) RELOCATE EXTG KITCHEN BATHROOM ADD 1 NW BATH ROOM & CONVERT EXTG KITCHEN SPACE TO BEDROOM AT 2ND FLR. 3) 2 FULL BATH ROOM AT 3RD FLOOR.
PW20190808986 | 08-AUG-19 | 586 |  | DE HARO | ST |  | COMPLETE | 08-AUG-19 | O'CONNOR PLUMBING & FIRE PROTECTION | WORK CATEGORY: 2PA; TO OBTAIN FINAL INSPECTION FOR EXPIRED PERMIT NUMBER PW20180116686.
PW20190808996 | 08-AUG-19 | 171 |  | LEXINGTON | ST |  | ISSUED | 08-AUG-19 | ARCH PLUMBING INC | WORK CATEGORY: 2PA; TO COMPLY WITH PHYSICAL INSPECTION REPORT #CC-8558 & #CC-8559
PW20190808990 | 08-AUG-19 | 467 |  | GATES | ST |  | ISSUED | 08-AUG-19 | EXPERT PLUMBING SOLUTIONS | WORK CATEGORY: 2PB; REMODEL KITCHEN 2 BATHROOMS LAUNDRY
PP20190808275 | 08-AUG-19 | 572 |  | CORDOVA | ST |  | ISSUED | 08-AUG-19 | PETER LIU CONSTRUCTION INC | CONSTRUCT 2 FULL BATHRMS AT GROUND FLR. REMODEL (E) KITCHEN BATHRM & ADD 1 NEW BATH RM AT 2ND FLR. TWO SHOWER PANS
PW20190808019 | 08-AUG-19 | 1601 |  | 03RD | ST |  | ISSUED | 08-AUG-19 | KMC DESIGN GROUP | WORK CATEGORY: 6PB; TYPICAL RESTAURANT INFRASTRUCTURE WITH RESTROOMS KMC #19107
PP20190808267 | 08-AUG-19 | 18 |  | CHICAGO | WY |  | ISSUED | 08-AUG-19 | SING WONG | REMODELING ONE KITCHEN AND 1 BATH (GROUND LEVEL)
PW20190808980 | 08-AUG-19 | 43 |  | HILLCREST | CT |  | COMPLETE | 13-AUG-19 | ARB INC | WORK CATEGORY: 1P; GAS HOUSELINE EXT
PW20190808015 | 08-AUG-19 | 818 |  | MISSION | ST |  | ISSUED | 08-AUG-19 | PIONEER FIRE INC. | WORK CATEGORY: 4PB; 2ND 4TH AND 5TH FLOORS
PW20190808008 | 08-AUG-19 | 737 |  | BUENA VISTA WEST | AV |  | ISSUED | 08-AUG-19 | CONTROL FIRE INC. | WORK CATEGORY: 4PA; INSTALLING A SPRINKLER SYSTEM FOR FIRE PROTECTION
PP20190808306 | 08-AUG-19 | 1340 |  | LOMBARD | ST | 2 | ISSUED | 08-AUG-19 | AXEL8 CONSTRUCTION | UNIT #2 REHAB KITCHEN (E) 72 SQFT REHAB BATHROOM (E) 49 SQ FT INST WASHER AND DRYER 20 SQ FT (VENTLESS DRYER)
PM20190808273 | 08-AUG-19 | 3061 |  | 16TH | ST | 0 | ISSUED | 09-AUG-19 | PENINSULA HEATING | RENEWAL FOR PM20170509186 FOR FINAL INSPECTION.
PP20190808294 | 08-AUG-19 | 1369 |  | 04TH | AV |  | ISSUED | 08-AUG-19 | PROSPER CONSTRUCTION DEVELOPMENT INC | RENEW PW20170918027. ORIG SCOPE OF WORK: ROUGH AND FINAL FOR BATHROOM LAUNDRY KITCHEN . RELOCATE WATER HEATER. GAS SERVICE.
PMW20190808005 | 08-AUG-19 | 1903 |  | FILLMORE | ST |  | ISSUED | 08-AUG-19 | AIR FLOW PRO'S | WORK CATEGORY: 1M; REPLACEMENT TO AN 80% EFFICIENT TRANE
PW20190808021 | 08-AUG-19 | 2252 |  | 15TH | ST |  | ISSUED | 08-AUG-19 | EOIN DE BARRA PLUMBING | WORK CATEGORY: 2PA; NEW BATHROOM MOVING WASHER AND DRYER. REPLACE FLOOR MOUNT TOILET WITH WALL MOUNTED TOILET REPLACING SHOWER PAN. UNDERFLOOR HEATING IN BATHROOM TO CONNECT TO EXISTING SYSTEM.
PW20190808989 | 08-AUG-19 | 2691 |  | 17TH | AV |  | COMPLETE | 29-AUG-19 | GEORGE SALET PLUMBING INC | WORK CATEGORY: 1P; RUN GAS LINE TO (2) FIREPLACE LOCATIONS
PP20190808307 | 08-AUG-19 | 1078 |  | CAPP | ST |  | ISSUED | 08-AUG-19 | KENNY J M YU | UNIT 1: REMODEL KITCHEN AND BATH. UNIT 5: REMODEL KITCHEN.
PP20190808301 | 08-AUG-19 | 481 |  | BELVEDERE | ST | 1 | COMPLETE | 13-AUG-19 | M C PLUMBING | UNIT #1: (1) SHOWER PAN.
PP20190808285 | 08-AUG-19 | 19 |  | LAUSSAT | ST |  | COMPLETE | 30-AUG-19 | PIPELINE PLUMBING | TANKLESS WATER HEATER INSTALLATION.
PP20190808297 | 08-AUG-19 | 766 | 764 | CHESTNUT | ST |  | ISSUED | 08-AUG-19 | Y D CONSTRUCTION CO. INC. | 2 KITCHEN 2 BATHROOMS AND 2 HALF BATH REMODEL.
PW20190808988 | 08-AUG-19 | 221 |  | MAIN | ST |  | COMPLETE | 09-AUG-19 | GOLDEN GATE FIRE PROTECTION INC | WORK CATEGORY: 4PB; 19-180 RELOCATE 91 HEADS ON THE 2ND FL
PP20190808302 | 08-AUG-19 | 2861 |  | CALIFORNIA | ST |  | ISSUED | 08-AUG-19 | J. HO CONSTRUCTION INC | REMODEL BATH AND RELOCATE KITCHEN
PM20190808272 | 08-AUG-19 | 211 |  | MIRAMAR | AV |  | ISSUED | 08-AUG-19 | D S MANAGEMENT INC DBA METROCON BUILDERS | R/R FURNACE.
PP20190808296 | 08-AUG-19 | 250 |  | HOWARD | ST | 24/F | COMPLETE | 21-AUG-19 | ALLIED FIRE PROTECTION | FACEBOOK TI LEVEL 24. FIRE SPRINKLERS: (6) ADDED UPRIGHTS; (21) RELOCATED UPRIGHTS; (41) ADDED PENDENTS. TOTAL (68) SPRINKLERS.
PW20190808009 | 08-AUG-19 | 914 |  | ALABAMA | ST |  | ISSUED | 08-AUG-19 | F W H ACQUISITION CO LLC DBA FAST WATER | WORK CATEGORY: 1P; REMOVE/REPLACE GAS WATER HEATER
PP20190808287 | 08-AUG-19 | 2973 |  | FOLSOM | ST |  | COMPLETE | 16-AUG-19 | SHEDRICK THE PLUMBER | INSTALL NEW 100 GALLON WATER HEATER
PW20190808017 | 08-AUG-19 | 235 |  | MONTGOMERY | ST |  | ISSUED | 08-AUG-19 | BAYLINE MECHANICAL INC | WORK CATEGORY: 5P; FLOOR 9 - BRING RESTROOMS UP TO ADA CODE
PP20190808265 | 08-AUG-19 | 150 |  | SPEAR | ST |  | ISSUED | 08-AUG-19 | GOLDEN GATE FIRE PROTECTION INC | 11TH FLOOR: REF T.I# 2019-0619-3917- RELOCATE 14 PENDENT HEADS ON THE 11TH FLOOR. COMMON AREAS.
PP20190808300 | 08-AUG-19 | 1570 |  | CHESTNUT | ST | 0 | ISSUED | 08-AUG-19 | M C PLUMBING | GAS TEST FOR RANGE.
PW20190808994 | 08-AUG-19 | 37 |  | PRESIDIO | TR |  | COMPLETE | 30-AUG-19 | TWO GUYS PLUMBING INC DBA CABRILLO PLUM | WORK CATEGORY: 1P; 100 GALLON WATER HEATER INSTALLATION AND LEAK DEFENSE SYSTEM VALVE
PW20190808981 | 08-AUG-19 | 9 |  | HILLCREST | CT |  | COMPLETE | 13-AUG-19 | ARB INC | WORK CATEGORY: 1P; GAS HOUSELINE EXT
PMW20190808003 | 08-AUG-19 | 1562 |  | 30TH | AV |  | ISSUED | 08-AUG-19 | APOLLO HEATING & VENT | WORK CATEGORY: 1M; FURNACE REPLACEMENT
PW20190809045 | 09-AUG-19 | 3627 |  | WEBSTER | ST | 0 | ISSUED | 09-AUG-19 | HOLLON PLUMBING INC | WORK CATEGORY: 2PA; NEW PLUMBING WASTE VENT AND WATER FOR MASTER BATHROOM AND HALL BATHROOM.
PP20190809320 | 09-AUG-19 | 2550 |  | 41ST | AV |  | COMPLETE | 21-AUG-19 | ACME MECHANICAL & PLUMBING | ADD CLEAN OUT AT BUILDING DRAIN/SEWER REPLACE SEWER LINE TO MAIN BLDG SEWER AND HOUSETRAP
PP20190809313 | 09-AUG-19 | 112 |  | 07TH | ST |  | COMPLETE | 16-AUG-19 | BAY CITY BOILER & ENGINEERING CO. INC. | REPLACE HOT WATER HEATER. (300K BTU.)
PP20190809325 | 09-AUG-19 | 22 |  | MORRELL | ST | 0 | ISSUED | 09-AUG-19 | GIANTS CONSTRUCTION | REMODEL EXISTING KITCHEN AND BATHROOM IN KIND. NEW PLUMBING AND PLUMBING FIXTURES AS NEEDED.
PW20190809047 | 09-AUG-19 | 2523 |  | 43RD | AV |  | COMPLETE | 27-AUG-19 | ATLAS PLUMBING AND ROOTER | WORK CATEGORY: 1P; SEWER/HOUSETRAP REPLACEMENT
PP20190809314 | 09-AUG-19 | 1080 |  | EDDY | ST | 0 | COMPLETE | 16-AUG-19 | BAY CITY BOILER & ENGINEERING CO. INC. | REMOVE AND REPLACE STEAM BOILER. 1 200 000 BTU
PP20190809338 | 09-AUG-19 | 466 |  | JOOST | AV |  | ISSUED | 09-AUG-19 | HOMEOWNER'S PERMIT | REPLACE 8 FEET OF RUSTED CAST IRON SEWER PIPE WITH NEW
PW20190809040 | 09-AUG-19 | 660 |  | MARKET | ST |  | ISSUED | 09-AUG-19 | D P W INC. | WORK CATEGORY: 5P; TENANT SINK ON THE 4TH FLOOR.
PW20190809029 | 09-AUG-19 | 655 |  | MONTGOMERY | ST |  | ISSUED | 09-AUG-19 | POTTER FIRE PROTECTION | WORK CATEGORY: 4PB; RELOCATE (3) FIRE SPRINKLERS.REF. PERMIT #2019-0719-6360
PW20190809038 | 09-AUG-19 | 300 |  | 16TH | ST |  | ISSUED | 09-AUG-19 | PAN-PACIFIC MECHANICAL LLC | THIS PAYS FOR INSPECTIONS RELATED TO ORIGINAL PERMIT # PW20190809037 FILED 8/9/2019. DOW: WORK CATEGORY: 5P; TI BUILDOUT SOUTH TOWER LEVEL 4
PP20190809318 | 09-AUG-19 | 2211 |  | 25TH | ST |  | ISSUED | 09-AUG-19 | PAYLESS WATER HEATERS AND PLUMBING INC | REPLACE 50 GAL WATER HEATER SAME LOCATION
PP20190809311 | 09-AUG-19 | 1530 |  | CALIFORNIA | ST | 0 | COMPLETE | 16-AUG-19 | BAY PLUMBING & ROOTER | LIGHTWELL ROOF DRAIN. RUNNING ROOF DRAIN PIPES NEW P-TRAP IN VENT PIPE.
PW20190809032 | 09-AUG-19 | 150 |  | STOCKTON | ST | 0 | ISSUED | 09-AUG-19 | POTTER FIRE PROTECTION | WORK CATEGORY: 4PB; RELOCATE (10) AND ADD (2) FIRE SPRINKLERS.REF. PERMIT #2019-0510-0299
PP20190809334 | 09-AUG-19 | 937 |  | STANYAN | ST |  | ISSUED | 09-AUG-19 | J. HANDA CONSTRUCTION | REPLACE KITCHEN COUNTERTOP WITH NEW SINK FAUCET RELOCATE WATER HEATER
PMW20190809034 | 09-AUG-19 | 608 |  | KIRKHAM | ST |  | COMPLETE | 23-AUG-19 | SCHMITT HEATING CO INC | WORK CATEGORY: 1M; REPLACE EXISTING FURNACE WITH NEW AND INSTALL 1 - NEW CONDENSATE DRAIN LINE.
PW20190809023 | 09-AUG-19 | 215 |  | DORLAND | ST |  | ISSUED | 09-AUG-19 | STEVEN YEUNG INC DBA CHUNG WAH PLBG&FIRE | WORK CATEGORY: 2PB; REMODEL HOUSE. ADD BATHROOM ON GROUND FLOOR. MOVING LAUNDRY
PP20190809310 | 09-AUG-19 | 578 |  | LONDON | ST |  | COMPLETE | 12-AUG-19 | ADVANCED PLUMBING AND DRAIN INC | TRENCH DRAIN AND BACKWATER VALVE FOR RAINWATER PROGRAM
PW20190809022 | 09-AUG-19 | 1489 |  | 11TH | AV |  | ISSUED | 09-AUG-19 | GECH INC. | WORK CATEGORY: 2PB; PLUMBING FOR NEW BATHROOM WITH UNDERGROUND LAUNDRY CATCH BASIN AND SHOWER PAN
PW20190809024 | 09-AUG-19 | 222 |  | 02ND | ST |  | ISSUED | 09-AUG-19 | AYOOB & PEERY PLUMBING | WORK CATEGORY: 4PB; 23RD FLOOR: ADD (18) RELOCATE (37) AND PLUG (1) SPRINKLERS. 25TH FLOOR: ADD (19) RELOCATE (37) AND PLUG (1) SPRINKLERS TO CONFORM WITH WALL/CEILING LAYOUT OF THE TENANT IMPROVEMENT. REF#: 2019-0724-6834. JOB#: 19-703
PM20190809327 | 09-AUG-19 | 1098 |  | HARRISON | ST |  | ISSUED | 09-AUG-19 | BAY AIR SYSTEMS INC | PLUMBING AND CONDENSATE FOR NEW MECHANICAL UNITS
PM20190809330 | 09-AUG-19 | 1 |  | RAYCLIFF | TR |  | COMPLETE | 15-AUG-19 | MISTER CHIMNEY CLEANING AND REPAIRS INC | INSTALL PRE FAB DIRECT VENT NATURAL GAS FIREPLACE. INSTALL IN EXISTING WOOD BURING FIRE PLACE LOCATION. GAS AND POWER NOT INCLUDED. INSTALLED BY OTHER.
PW20190809025 | 09-AUG-19 | 814 |  | CORBETT | AV | 0 | COMPLETE | 26-AUG-19 | BAY CITY BOILER & ENGINEERING CO. INC. | WORK CATEGORY: 8P; REMOVAL OF (1) LAARS WATER HEATER MODEL# K-250 SERIAL # 8390705INSTALLATION OF (1) RAYPAK WATER HEATER MODEL# H3-HD251 SERIAL # 1907491078
PP20190809317 | 09-AUG-19 | 182 |  | GALEWOOD | CR |  | ISSUED | 09-AUG-19 | PAYLESS WATER HEATERS AND PLUMBING INC | REPLACE 50 GAL WATER HEATER. SAME LOCATION IN GARAGE
PM20190809323 | 09-AUG-19 | 4101 |  | 23RD | ST |  | COMPLETE | 16-AUG-19 | Y R C CONSTRUCTION | REMOVE AND REPLACE FURNACE (UNIT# 1)
PW20190809044 | 09-AUG-19 | 495 |  | GEARY | ST |  | ISSUED | 09-AUG-19 | LARRATT BROS PLUMBING INC. | WORK CATEGORY: 2PA; REMODEL WASTE & VENT; NEW FIXTURES. LARRATT BROS ON-SITE CONTACT: AARON GIANNI (650) 438-5764
PP20190809319 | 09-AUG-19 | 1554 |  | MARKET | ST |  | ISSUED | 13-AUG-19 | IRON MECHANICAL INC | NEW CONSTRUCTION FOR 13-STORY HIGH RISE PLUMBING FOR WASTE VENT WATER & GAS. 109 RESIDENTIAL UNITS.
PP20190809315 | 09-AUG-19 | 467 |  | TURK | ST |  | ISSUED | 09-AUG-19 | BAY CITY BOILER & ENGINEERING CO. INC. | REPLACE HYDRONIC BOILER. 399 000 BTU
PW20190809031 | 09-AUG-19 | 101 |  | MONTGOMERY | ST |  | ISSUED | 09-AUG-19 | BAYLINE MECHANICAL INC | WORK CATEGORY: 5P; FLOOR 12 - INSTALL ONE NEW SERVICE SINK
PP20190809331 | 09-AUG-19 | 2420 |  | TARAVAL | ST |  | ISSUED | 09-AUG-19 | GLC AND COMPANY | HORIZONTAL & VERTICAL ADDITION @ REAR TO ACCOMODATE (2) ADDITIONAL RESIDENTIAL UNITS. PROPOSED INTERIOR REMODEL TO 1ST FLR - ADDING (1)BATH (1) KITCHEN. 2ND FLR - ADDING (2 )BATHS (1) KITCHEN. 3RD FLR - ADDING(2) BATHS (1) KITCHEN. NEW WATER HEATER. UNDERGROUND
PW20190809030 | 09-AUG-19 | 150 |  | STOCKTON | ST | 0 | ISSUED | 09-AUG-19 | POTTER FIRE PROTECTION | WORK CATEGORY: 4PB; RELOCATE (21) AND ADD (3) FIRE SPRINKLERS.REF. PERMIT #2019-0510-0303
PW20190809033 | 09-AUG-19 | 300 |  | 16TH | ST |  | ISSUED | 09-AUG-19 | PAN-PACIFIC MECHANICAL LLC | WORK CATEGORY: 5P; TI BUILDOUT NORTH TOWER LEVEL 5. NEW PLUMBING
PM20190809333 | 09-AUG-19 | 65 |  | SAN PABLO | AV |  | ISSUED | 09-AUG-19 | YWUM ENT INC | INSTALL FURNACE & DUCTWORK
PW20190809035 | 09-AUG-19 | 300 |  | 16TH | ST |  | ISSUED | 09-AUG-19 | PAN-PACIFIC MECHANICAL LLC | THIS PAYS FOR INSPECTIONS RELATED TO ORIGINAL PERMIT # PW20190809033 FILED 8/9/2019. DOW: WORK CATEGORY: 5P; TI BUILDOUT NORTH TOWER LEVEL 4. NEW PLUMBING
PW20190809041 | 09-AUG-19 | 1921 |  | LAKE | ST | 0 | ISSUED | 09-AUG-19 | DEJAGER & REILLY PLUMBING & HEATING | WORK CATEGORY: 1P; UNDER JOB CARD#2019-0716-6019 FOR ROUGH AND TRIM FOR BATHROOM/TOILET/LAVY/SHOWER PAN AND KITCHEN SINK.
PP20190809312 | 09-AUG-19 | 931 |  | SANCHEZ | ST |  | ISSUED | 09-AUG-19 | BASSAD INC./DBA: EVERLAST CONSTRUCTION | REMOVE AND REPLACE DRAIN AT THE BALCONY
PP20190809335 | 09-AUG-19 | 1299 |  | FITZGERALD | AV |  | ISSUED | 09-AUG-19 | MZ CONSTRUCTION COMPANY | REMODEL 2ND BATHROOM ON 2ND FLOOR
PMW20190809046 | 09-AUG-19 | 2691 |  | 17TH | AV |  | ISSUED | 09-AUG-19 | OKELL'S FIREPLACE | WORK CATEGORY: 1M; INSTALL 2 DIRECT VENT GAS INSERTS PER MANUAL SPECS. GAS LINE BY OTHERS.
PW20190809027 | 09-AUG-19 | 101 |  | MISSION | ST |  | ISSUED | 09-AUG-19 | PIONEER FIRE INC. | WORK CATEGORY: 4PB; 22ND FLOOR
PP20190809308 | 09-AUG-19 | 49 |  | PAGE | ST |  | COMPLETE | 28-AUG-19 | KELLY AND SON | TENANT IMPROVEMENT INSTALL 5 FIRE SPRINKLER HEADS
PW20190809037 | 09-AUG-19 | 300 |  | 16TH | ST |  | ISSUED | 09-AUG-19 | PAN-PACIFIC MECHANICAL LLC | THIS PAYS FOR INSPECTIONS RELATED TO ORIGINAL PERMIT # PW20190809035 FILED 8/9/2019. DOW: WORK CATEGORY: 5P; TI BUILDOUT SOUTH TOWER LEVEL 5. NEW PLUMBING
PP20190809329 | 09-AUG-19 | 2135 |  | 29TH | AV |  | COMPLETE | 19-AUG-19 | CHENG CHANG CONSTRUCTION | RENEW PLUMBING PERMIT PP20171025859 FOR FINAL INSPECTION. "REMODEL KITCHEN AND 4 1//2 BATHROOMS INSTALL WATER HEATER (4) SHOWER PANS."
PP20190809328 | 09-AUG-19 | 123 |  | WESTWOOD | DR |  | ISSUED | 09-AUG-19 | CEJ CONSTRUCTION LLC | REMODEL KITCHEN & 1-1/2 BATHS UPSTAIRS @ GARAGE ADD 1 BATH LAUNDRY ROOM 2 NEW BEDROOMS; NEW WATER HEATER 2 SHOWER PANS
PP20190809322 | 09-AUG-19 | 1549 |  | BEACH | ST |  | ISSUED | 09-AUG-19 | BASSAD INC./DBA: EVERLAST CONSTRUCTION | CONVERT CLOSET TO POWDER ROOM
PM20190809332 | 09-AUG-19 | 2420 |  | TARAVAL | ST |  | ISSUED | 09-AUG-19 | GLC AND COMPANY | HORIZONTAL & VERTICAL ADDITION @ REAR TO ACCOMODATE (2) ADDITIONAL RESIDENTIAL UNITS. INSTALL (3) NEW FURNACES AND (3) NEW FLUES FOR NEW WATER HEATER
PM20190809321 | 09-AUG-19 | 300 |  | 16TH | ST |  | ISSUED | 09-AUG-19 | ACCO ENGINEERED SYSTEMS INC. | UNIT #10: NEW (6) WATER SOURCE HEAT PUMPS REAHEAT COILS GREASE HOODS AND DISHWASHER HOOD TO SERVE NEW DINING AND KITCHEN AREA
PW20190809036 | 09-AUG-19 | 655 |  | MONTGOMERY | ST |  | ISSUED | 09-AUG-19 | POTTER FIRE PROTECTION | WORK CATEGORY: 4PB; RELOCATE 15 PENDANT SPRINKLERS TO UPRIGHT PER NFPA 13 2016 EDITION.RELOCATE 1 PENDANT SPRINKLER.REF. PERMIT #2019-0708-5266
PW20190809042 | 09-AUG-19 | 4626 |  | 25TH | ST |  | COMPLETE | 23-AUG-19 | JOSEPH TINSLEY PLUMBING | WORK CATEGORY: 1P; SEWER AND HOUSE TRAP REPLACEMENT
PW20190809028 | 09-AUG-19 | 1635 |  | DIVISADERO | ST |  | ISSUED | 09-AUG-19 | POTTER FIRE PROTECTION | WORK CATEGORY: 4PB; RELOCATE (15) PENDANT FIRE SPRINKLERS.REF PERMIT #2019-0114-0307
PP20190809337 | 09-AUG-19 | 362 |  | 28TH | AV |  | ISSUED | 09-AUG-19 | MAGNUM CONSTRUCTION GROUP INC | INSTALL NEW FIRE SPRINKLER SYSTEM PER NFPA 1312 THROUGHOUT THE BUILDING. INCLUDED 2" UNDERGROUND FIRE SERVICE. TOTAL 74 HEADS.
PP20190809324 | 09-AUG-19 | 4101 |  | 23RD | ST |  | ISSUED | 09-AUG-19 | Y R C CONSTRUCTION | UNIT# 1; REPLACE GAS FURNANCE NEW LAUNDRY SUPPLY LINES REPLACE STOVE REPLAE DISHWASHER BATHROOM REMODEL
PP20190809309 | 09-AUG-19 | 3772 | 3776 | 20TH | ST |  | ISSUED | 09-AUG-19 | BAY PLUMBING & ROOTER | STROM DRAIN-SUMP PUMP SYSTEM. ISNTALL SUMP-BASIN. RUNNIG DRAIN PIPES UNDERGROUND RUNNING ROOF DRAIN PIPES TO BASIN INSTALL TRENCH DRAIN.
PW20190809049 | 09-AUG-19 | 871 |  | SAN JOSE | AV |  | ISSUED | 09-AUG-19 | JOSEPH TINSLEY PLUMBING | WORK CATEGORY: 1P; HOUSE TRAP REPLACEMENT
PP20190809316 | 09-AUG-19 | 476 |  | DUNCAN | ST |  | ISSUED | 09-AUG-19 | IRELAND TILE & STONE INC | 1 SHOWER PAN
PP20190809340 | 09-AUG-19 | 866 |  | 39TH | AV |  | ISSUED | 09-AUG-19 | ZHOU'S INTERNATIONAL INC. | REMODEL 3 BATHROOM AND ONE KITCHEN. NEW PLUMBING AND PLUMBING FIXTURES AS NEEDED.
PM20190809336 | 09-AUG-19 | 1563 | 1565 | FULTON | ST |  | ISSUED | 09-AUG-19 | SHANE O'MALLEY DBA GREENFLOW HVAC | INSTALL (4) HIGH-EFFICIENCY FURNACES & DUCTING. INSTALL (1) FLUE FOR WATER HEATER
PW20190809043 | 09-AUG-19 | 120 |  | ALHAMBRA | ST | 0 | COMPLETE | 13-AUG-19 | SMELLY MEL'S | WORK CATEGORY: 1P; SEWER LATERAL REPAIR EMERGENCY JOB
PW20190809026 | 09-AUG-19 | 737 |  | BUENA VISTA WEST | AV |  | ISSUED | 09-AUG-19 | MICHAEL LUKE DBA LUKE PLUMBING | WORK CATEGORY: 2PB; THIS IS A RENEWAL FOR PERMIT #PP20180531852
PP20190809326 | 09-AUG-19 | 1072 |  | NOE | ST |  | ISSUED | 09-AUG-19 | M L S BUILDER INC | SEWER HOUSE TRAP REPLACEMENT FROM PROPERTY LINE TO SIDEWALK
PP20190809339 | 09-AUG-19 | 420 |  | 35TH | AV |  | ISSUED | 09-AUG-19 | DAN CAN HANDYMAN SERVICES | REVISE SCOPE OF PP20190802109: REMODEL OF KITCHEN AND NOT BATHROOM.
PW20190809039 | 09-AUG-19 | 3429 |  | JUDAH | ST |  | COMPLETE | 14-AUG-19 | JOSEPH TINSLEY PLUMBING | WORK CATEGORY: 1P; SEWER AND HOUSE TRAP REPLACEMENT
PW20190809048 | 09-AUG-19 | 730 |  | GRAND VIEW | AV |  | COMPLETE | 16-AUG-19 | HEISE'S PLUMBING | WORK CATEGORY: 1P; SHOWER PAN
PW20190811054 | 11-AUG-19 | 1581 |  | WEBSTER | ST |  | SUSPENDED | 29-AUG-19 | EVERLAST PLUMBING | WORK CATEGORY: 2PA; HANDWASH SINK INSTALLATION
PW20190811053 | 11-AUG-19 | 210 |  | ARKANSAS | ST |  | ISSUED | 11-AUG-19 | HYDRA VENTURES INC./ CAL PAC PLUMB. SYST | WORK CATEGORY: 2PB; INSTALL 6" DEDICATED FIRE SERVICE FROM PROPERTY LINE TO BLDG
PW20190811051 | 11-AUG-19 | 101 |  | CALIFORNIA | ST |  | ISSUED | 11-AUG-19 | CITY PREFERRED PLUMBING INC | WORK CATEGORY: 5P; 101 CALIFORNIA 21ST FLOOR MEN'S AND WOMEN'S RESTROOMS. REMOVE EXISTING PLUMBING FIXTURES. RE-ROUGH URINAL WASTE AND ADD URINAL CLEAN-OUTS. INSTALL ALL NEW PLUMBING FIXTURES
PMW20190811052 | 11-AUG-19 | 483 |  | MARIETTA | DR |  | ISSUED | 11-AUG-19 | PACIFIC CONSTRUCTION & RADIANT HEAT | WORK CATEGORY: 2M ; WALL HUNG MOD/CON COMBI RADIANT HEATING AND DHW PRODUCTION
PW20190811050 | 11-AUG-19 | 668 |  | OAK | ST |  | ISSUED | 11-AUG-19 | HEGARTY PLUMBING | WORK CATEGORY: 2PA; INSTALL RADIANT HEATING SYSTEM INCLUDING BOILER AND FLUE.
PW20190812085 | 12-AUG-19 | 767 |  | CORBETT | AV | 7 | ISSUED | 12-AUG-19 | PROMPT PLUMBING SERVICES | WORK CATEGORY: 2PA; REMODELING 3 BATHROOMS AND A KITCHEN SINK.
PP20190812388 | 12-AUG-19 | 34 |  | LANGTON | ST |  | ISSUED | 12-AUG-19 | R LOWY FIRE PROTECTION INC | REF PA 201806121671: NEW FIRE SPRINKLER SYSTEM PER NFPA 13 FOR 4 STORY 7 UNIT BUILDING.
PP20190812378 | 12-AUG-19 | 203 |  | DIVISADERO | ST |  | ISSUED | 12-AUG-19 | US CONSTRUCTION CALIFORNIA INC | UNIT 203 3RD FLR: RENOVATION OF 1 APT. KITCHEN REMODEL ADD DISHWASHERS AND W/D'S
PP20190812352 | 12-AUG-19 | 210 |  | POST | ST |  | ISSUED | 12-AUG-19 | RED HAWK FIRE & SECURITY CA LLC | 11TH FLOOR: FIRE SPRINKLER AS BUILTS
PP20190812371 | 12-AUG-19 | 2467 |  | 37TH | AV |  | ISSUED | 12-AUG-19 | SAM WING CONSTRUCTION INC | REPLACE IN GARAGE 1 WASHING MACHINE 1 SINK 2 BATHROOMS 1 KITCHEN & GAS LINE 1 SHOWER PAN 1 TANKLESS WATER HEATER. WITH UNDERGROUND WORK.
PM20190812400 | 12-AUG-19 | 638 |  | 26TH | AV |  | ISSUED | 12-AUG-19 | KL CONSTRUCTION GROUP | REPLACE (E) FURNACE W/ NEW ONE
PP20190812372 | 12-AUG-19 | 623 |  | BRODERICK | ST |  | ISSUED | 12-AUG-19 | DAN CAN HANDYMAN SERVICES | ADD ICE MACHINE AND VENT IN THE KITCHEN.
PP20190812349 | 12-AUG-19 | 2960 |  | 21ST | ST |  | ISSUED | 12-AUG-19 | AASPIRE CONTRACTING INC | REPLACE CLAW FOOT TUB VALVE INSTALL NEW VANITY AND FIXTURE INSTALL NEW TOILET INSTALL NEW SINK VALVE.
PW20190812083 | 12-AUG-19 | 71 |  | STEVENSON | ST |  | ISSUED | 12-AUG-19 | D P W INC. | WORK CATEGORY: 5P; PANTRY SINK MOP SINK DRINKING FOUNTAIN AND ELECTRIC WATER HEATER ON BOTH THE 6TH AND 7TH FLOORS.
PP20190812381 | 12-AUG-19 | 1500 |  | MISSION | ST |  | ISSUED | 12-AUG-19 | DEL RIO STONE DBA: DEL RIO STONE CONSTR. | 86 SHOWER PAN WATERPROOFING FOR 86 RESIDENTIAL UNITS
PP20190812387 | 12-AUG-19 | 3130 |  | WEBSTER | ST |  | ISSUED | 12-AUG-19 | NORTH STAR PLUMBING & DEVELOPMENT INC | NEW ADU UNIT 31: MODIFY SPRINKLER SYSTEM
PW20190812076 | 12-AUG-19 | 1344 |  | JACKSON | ST | 0 | ISSUED | 12-AUG-19 | CAHILL AND KAVANAUGH INC * SEE NOTE* | WORK CATEGORY: 1P; CHANGING 2-4 INCH WASTE STACKS
PP20190812380 | 12-AUG-19 | 760 |  | GEARY | ST |  | ISSUED | 12-AUG-19 | JACK STRONG PLUMBING & BUILDING SERVICES | UNIT 205: NON-STRUCTURAL INTERIOR REMODEL. RELOCATE EXTG KITCHEN DRAINS WATER AND GAS. REMODEL EXTG BATHROOM.
PP20190812363 | 12-AUG-19 | 530 |  | BANKS | ST |  | ISSUED | 12-AUG-19 | VIA US CONSTRUCTION INC | 2ND FLR BATHROOM REMODEL - REPLACE VANITY TOILET SHOWER SHOWER PAN
PM20190812342 | 12-AUG-19 | 1235 |  | 09TH | AV |  | COMPLETE | 23-AUG-19 | BUHLER CONSTRUCTION | INSTALL NEW GAS FURNACE AND DUCTING
PP20190812365 | 12-AUG-19 | 28 |  | WATERVILLE | ST |  | ISSUED | 12-AUG-19 | BRADFORD HUANG CONTRACTION CO | LEGALIZE UNIT PER ORD# 43-14 W/ TWO BEDROOMS & TWO BATHROOMS. BRING PLUMBING UP TO CODE.
PW20190812069 | 12-AUG-19 | 2950 |  | 22ND | AV |  | COMPLETE | 19-AUG-19 | ARB INC | WORK CATEGORY: 1P; GAS HOUSELINE EXT
PW20190812088 | 12-AUG-19 | 11 |  | PEREGO | TR | 14 | ISSUED | 12-AUG-19 | T T LEE CORP DBA: ALLEN LEE PLUMBING | WORK CATEGORY: 1P; WE MODEL BATHROOM AND ADD A LAUNDRY HOOK UP FOR 11 PEREGO TER #5
PW20190812068 | 12-AUG-19 | 555 |  | CALIFORNIA | ST | 0 | ISSUED | 12-AUG-19 | PRIBUSS ENGINEERING INC | WORK CATEGORY: 5P; JC 4885 - 18TH FLOOR - TI WORK TO INCLUDE PLUMBING ROUGH-IN AND FINISHES FOR KITCHEN SINKS GARBAGE DISPOSAL FLOOR SINK WATER FILTERS AIR GAP DRAINS TANK ELECTRIC WATER HEATER AND CONNECTIONS FOR DISHWASHERS COFFEE MAKERS REFRIGERATOR ICEMAKERS AND HOT WATER DISPENSERS. RESTROOM RENOVATION TO INCLUDE ROUGH-IN AND FINISH PLUMBING WORKS FOR WATER CLOSET LAVATORY SINK AND FLOOR DRAIN.
PW20190812062 | 12-AUG-19 | 505 |  | HOWARD | ST |  | ISSUED | 12-AUG-19 | PRIBUSS ENGINEERING INC | WORK CATEGORY: 4PB; JC#4884. FIRE SPRINKLER TENANT IMPROVEMENT-MODIFY SPRINKLER HEAD LOCATIONS TO ACCOMMODATE NEW CEILING AND PARTITION LAYOUT FOR RENOVATED OFFICE SPACE ON 8TH 9TH AND 10TH FLOOR.
PP20190812345 | 12-AUG-19 | 695 |  | GREENWICH | ST | 8 | ISSUED | 12-AUG-19 | OLTRANTI CONST CO INC | REMODEL KITCHEN AND BATHROOM IN UNIT 8.
PW20190812075 | 12-AUG-19 | 2120 |  | BROADWAY | * |  | COMPLETE | 15-AUG-19 | GORMAN PIPELINE INC | WORK CATEGORY: 1P; 2 NEW HOUSE TRAPS AND SECTIONS OF PIPE
PP20190812367 | 12-AUG-19 | 419 |  | 28TH | AV |  | COMPLETE | 19-AUG-19 | BRADFORD HUANG CONTRACTION CO | RENEW PLUMBNG PERMIT PP20170922954 FOR FINAL INSPECTION. "3/STORY SINGLE FAMLY REMODEL; 3/F 2-BATHROOM 2/F KITCHEN & RELOCATE 1/2 BATH 1/F NEW FAMILY ROOM BATHROOM BEDROOM 3 SHOWER PANS "
PW20190812061 | 12-AUG-19 | 150 |  | JUANITA | WY |  | ISSUED | 12-AUG-19 | AFFORDABLE WATER HEATERS AND PLUMBING IN | WORK CATEGORY: 1P; REPLACE WATER HEATER SAME LOCATION
PP20190812351 | 12-AUG-19 | 675 |  | MONTEREY | BL | 1A | ISSUED | 12-AUG-19 | SURE INC. | NEW KITCHEN AND BATH FOR ADU
PM20190812394 | 12-AUG-19 | 1614 |  | LA PLAYA | * |  | ISSUED | 12-AUG-19 | BUILDING CONSTRUCTION EXPRESS | INSTALL NEW FURNACE OF THE HOUSE.
PW20190812072 | 12-AUG-19 | 460 |  | DEWEY | BL |  | COMPLETE | 20-AUG-19 | ARB INC | WORK CATEGORY: 1P; GAS HOUSELINE EXT
PMW20190812087 | 12-AUG-19 | 35 |  | ALMA | ST |  | ISSUED | 12-AUG-19 | SHANE O'MALLEY DBA GREENFLOW HVAC | WORK CATEGORY: 1M; INSTALL TWO (2) HIGH-EFFICIENCY FURNACES AND DUCTING
PW20190812066 | 12-AUG-19 | 101 |  | MISSION | ST |  | ISSUED | 12-AUG-19 | PRIBUSS ENGINEERING INC | THIS PAYS FOR INSPECTIONS RELATED TO ORIGINAL PERMIT # PW20190812065 FILED 8/12/2019. DOW: WORK CATEGORY: 5P; JC 4880 - SUITE 930 - TI WORK TO INCLUDE ROUGH-IN AND FINISH PLUMBING FOR KITCHEN SINK GARBAGE DISPOSAL TANKLESS ELECTRIC WATER HEATER AND CONNECTIONS FOR DISHWASHER AND REFRIGERATOR ICEMAKER.
PP20190812396 | 12-AUG-19 | 2786 |  | 42ND | AV |  | ISSUED | 12-AUG-19 | OSCAR E MALDONADO | KITCHEN & BATH REMODEL. ADD 1 BATH TWO SHOWER PANS & CATCH BASIN. TO CONTINUE PERMIT PP20181218613
PP20190812403 | 12-AUG-19 | 610 |  | OAK | ST |  | ISSUED | 12-AUG-19 | LEI'S CONSTRUCTION CO | REMODEL KITCHEN AND 3 BATHROOMS.
PP20190812391 | 12-AUG-19 | 325 |  | BERRY | ST | 602 | ISSUED | 12-AUG-19 | SKYLOR CONSTRUCTION DBA SKYCOR CONSTR | INSTALL NEW TOILET LAVATORY SHOWER AND (CREATE SECOND BATH)
PM20190812377 | 12-AUG-19 | 443 |  | 42ND | AV |  | ISSUED | 12-AUG-19 | VSA CONSTRUCTION | HVAC INSTALLATION
PW20190812060 | 12-AUG-19 | 25 |  | CUVIER | ST |  | ISSUED | 12-AUG-19 | AFFORDABLE WATER HEATERS AND PLUMBING IN | WORK CATEGORY: 1P; REPLACE WATER HEATER SAME LOCATION
PP20190812395 | 12-AUG-19 | 1574 |  | 32ND | AV |  | ISSUED | 14-AUG-19 | BAY METRO CORPORATION | 2 BATHROOM KITCHEN REINSTALL 1 TUB 1 SHOWER PAN 2 SINKS 2 TOILETS KTICHEN SINK RANGE DISPOSAL OVEN
PP20190812384 | 12-AUG-19 | 3328 |  | CALIFORNIA | ST | 3 | ISSUED | 12-AUG-19 | BRYAN MICHELSEN CONSTRUCTION | REPLACE SINK IN KITCHEN AND ADD WATER TO FRIG.
PW20190812064 | 12-AUG-19 | 363 |  | BRIDGEVIEW | DR |  | ISSUED | 12-AUG-19 | ECONOMY PLUMBING | WORK CATEGORY: 1P; REPAIR WATER LINE
PP20190812343 | 12-AUG-19 | 369 |  | LIBERTY | ST |  | ISSUED | 12-AUG-19 | KATO PLUMBING | AMEND SCOPE OF WORK TO ADD (RE-ROUTE WATER LINE FROM METER TO HOUSE) PLUMBING PERMIT PP20181214505. ORIGINAL SOCPE OF WORK "INSTALLING SAND TRAP FOR RAIN WATER IN GARAGE"
PM20190812373 | 12-AUG-19 | 230 |  | CASHMERE | ST | C | ISSUED | 12-AUG-19 | TUCK AIRE HTG &AIR COND. CORPDBA ATLAS H | INSTALL WALL HEATER LIKE FOR LIKE.
PW20190812067 | 12-AUG-19 | 502 |  | 14TH | ST |  | COMPLETE | 13-AUG-19 | FIVE STAR PLUMBING & ROOTER | WORK CATEGORY: 1P; HOUSE TRAP/ SEWER LATERAL REPLACEMENT
PP20190812355 | 12-AUG-19 | 122 |  | MAYNARD | ST |  | ISSUED | 12-AUG-19 | FUTURE GENERAL CONSTRUCTION INC | RELOCATE PLUMBING IN KITCHEN FOR ONE SINK ADD A NEW DISHWASHER OUTLET INSTALL A NEW ISLAND SINK RELOCATE TOILET AND SINK IN BATHROOM ELIMINATE SHOWER.
PW20190812079 | 12-AUG-19 | 1146 |  | FLORIDA | ST |  | ISSUED | 12-AUG-19 | PAGCO CONSTRUCTION INC. | WORK CATEGORY: 2PA; REMODEL UPPER BATHROOM ADD WALL MOUNTED FAUCET TO LOWER BATHROOM
PM20190812375 | 12-AUG-19 | 270 |  | CASHMERE | ST | D | COMPLETE | 26-AUG-19 | TUCK AIRE HTG &AIR COND. CORPDBA ATLAS H | INSTALL WALL HEATER LIKE FOR LIKE.
PW20190812055 | 12-AUG-19 | 120 |  | KEARNY | ST |  | COMPLETE | 15-AUG-19 | GOLDEN GATE FIRE PROTECTION INC | WORK CATEGORY: 4PB; 19-183 RELOCATE 7 HEADS ON 32 FLOOR HALLWAYS AND ELEVATOR LOBBY
PP20190812346 | 12-AUG-19 | 3324 |  | 19TH | ST |  | ISSUED | 12-AUG-19 | GORDON KULLBERG & SON INC | NEW WATER SERVICE AND WASTE LINES FOR 8 UNITS. 8 NEW KITCHENS AND 15 NEW BATHROOMS. AND NEW GAS SERVICES AND LINES FOR 8 UNIT.
PM20190812347 | 12-AUG-19 | 3324 |  | 19TH | ST |  | ISSUED | 12-AUG-19 | GORDON KULLBERG & SON INC | NEW FURNACES FOR 8 UNITS. VENTS FOR KITCHENS AND BATHRS NEW GAS SERVICE AND LINES FOR 8 UNITS
PP20190812382 | 12-AUG-19 | 755 |  | GREEN | ST | 3C | ISSUED | 12-AUG-19 | BRIGHTER BAY BUILDERS INC | REMODEL KTICHEN BATHROOM BRING PLUMBING UP TO CODE ADD WASHER/DRYER.
PP20190812370 | 12-AUG-19 | 2422 |  | 27TH | AV |  | COMPLETE | 27-AUG-19 | SAM WING CONSTRUCTION INC | REPLACE HOUSE TRAP.
PMW20190812078 | 12-AUG-19 | 475 |  | 37TH | AV |  | COMPLETE | 15-AUG-19 | SKAATES CANEPA INC | WORK CATEGORY: 2M ; FINAL INSPECTION OF BOILER
PP20190812383 | 12-AUG-19 | 757 |  | GREEN | ST | 3D | ISSUED | 12-AUG-19 | BRIGHTER BAY BUILDERS INC | REMODEL KTICHEN BATHROOM BRING PLUMBING UP TO CODE ADD WASHER/DRYER.
PW20190812077 | 12-AUG-19 | 630 |  | PAGE | ST |  | COMPLETE | 19-AUG-19 | E C PLUMBING | WORK CATEGORY: 2PB; REPLACE WATER MAIN
PP20190812393 | 12-AUG-19 | 1363 |  | 45TH | AV |  | ISSUED | 12-AUG-19 | BUILDING CONSTRUCTION EXPRESS | NEW PLUMBING PIPE FOR ENTIRE HOUSE NEW GAS AND WATER LINE 1 SHOWER PAN D U/G PLUMBING.
PW20190812084 | 12-AUG-19 | 1139 |  | MUNICH | ST |  | ISSUED | 12-AUG-19 | ARCH PLUMBING INC | WORK CATEGORY: 1P; LEGALIZATION OF DWELLING UNIT INSTALLED WITHOUT A PERMIT UNDER ORDINANCE 43-14
PW20190812065 | 12-AUG-19 | 600 |  | MONTGOMERY | ST |  | ISSUED | 12-AUG-19 | PRIBUSS ENGINEERING INC | WORK CATEGORY: 5P; JC 4879 - SUITE 300 - TI ROUGH-IN AND FINISH WORK INCLUDING KITCHEN SINK ELECTRIC TANKLESS WATER HEATER CONNECTIONS FOR DISHWASHER COFFEE MAKER AND REFRIGERATOR. BASE BUILDING RESTROOMS RECONNECTION TO INCLUDE ROUGH-IN AND FINISH WORK FOR WATER CLOSETS URINALS LAVATORY SINKS SERVICE SINK FLOOR DRAINS AND ELECTRI TANKLESS WATER HEATERS.
PP20190812364 | 12-AUG-19 | 2275 |  | BROADWAY | * |  | ISSUED | 12-AUG-19 | B-SIDE INC. | UNIT 312: REHAB (E) KITCHEN & (E) BATHROOM
PW20190812071 | 12-AUG-19 | 464 |  | DEWEY | BL |  | COMPLETE | 19-AUG-19 | ARB INC | WORK CATEGORY: 1P; GAS HOUSELINE EXT
PW20190812059 | 12-AUG-19 | 635 |  | SACRAMENTO | ST |  | ISSUED | 12-AUG-19 | PRIBUSS ENGINEERING INC | WORK CATEGORY: 4PB; JC#4877. MODIFY SPRINKLER HEAD LOCATION TO ACCOMMODATE NEW CEILING AND PARTITION LAYOUT FOR NEW OFFICE SPACE ON 1ST FLOOR.
PW20190812080 | 12-AUG-19 | 1490 |  | 16TH | AV |  | ISSUED | 12-AUG-19 | JOSEPH TINSLEY PLUMBING | WORK CATEGORY: 1P; SEWER LINE REPLACEMENT
PP20190812353 | 12-AUG-19 | 301 |  | HOWARD | ST |  | ISSUED | 12-AUG-19 | GOLDEN GATE FIRE PROTECTION INC | SUITE 1400: INSTALL NEW FIRE SPRINKLER SYSTEM FOR TI. 201905221346
PMW20190812086 | 12-AUG-19 | 569 |  | VALENCIA | ST |  | ISSUED | 12-AUG-19 | SHANE O'MALLEY DBA GREENFLOW HVAC | WORK CATEGORY: 1M; INSTALL ONE (1) HIGH EFFICIENCY FURNACE AND DUCTING
PP20190812402 | 12-AUG-19 | 1980 |  | SILVER | AV |  | ISSUED | 12-AUG-19 | LEI'S CONSTRUCTION CO | ADD FULL BATH ATN 2ND FLOOR. RENEW PP20180703853
PP20190812350 | 12-AUG-19 | 1390 |  | MARKET | ST | 0 | ISSUED | 12-AUG-19 | RED HAWK FIRE & SECURITY CA LLC | RETURN 3RD FLR SUITES 301 304 318 & 324 TO MARKET READY SHELL SYSTEM ADD 14 UPRIGHT SPRINKLERS AND MODIFY 43 EXISTING.
PM20190812344 | 12-AUG-19 | 1129 |  | CAROLINA | ST |  | ISSUED | 12-AUG-19 | BIGHAM SERVICES INC DBA ONE HOUR HEATIN | FURNACE REPLACEMENT
PM20190812358 | 12-AUG-19 | 180 |  | GEARY | ST |  | ISSUED | 12-AUG-19 | ALL AIR MECHANICAL CONTRACTORS INC. | HVAC - INSTALL 11 WATER SOURCE HEAT PUMP AND SOME DUCT WORK ON 5TH & 6TH FL.
PW20190812081 | 12-AUG-19 | 111 |  | SUTTER | ST |  | ISSUED | 12-AUG-19 | KMC DESIGN GROUP | WORK CATEGORY: 5P; 3 NEW BREAK SINKS 1 NEW UNISEX RESTROOM AND NEW FINISHES IN THE CORE RESTROOMS ON THE 6TH 12TH AND 13TH FLOORS KMC #19145
PM20190812357 | 12-AUG-19 | 101 | 109 | BALBOA | ST |  | ISSUED | 12-AUG-19 | LEVEL 8 CONSTRUCTION INC | UNIT 105: INSTALL HYDRONIC HEAT SYSTEM IN ENTIRE UNIT.
PP20190812390 | 12-AUG-19 | 55 |  | CERRITOS | AV |  | ISSUED | 12-AUG-19 | SAN FRANCISCO LANDSCAPES CORPORATION | NEW IRRIGATION VALVES
PP20190812368 | 12-AUG-19 | 737 |  | PINE | ST |  | ISSUED | 12-AUG-19 | CASLEZ CONSTRUCTION INC | UNIT 61: RELOCATE KITCHEN SINK REHABIILATE EXISTING BATHROOM. INSTALL WASHER/DRYER
PW20190812073 | 12-AUG-19 | 90 |  | BERKELEY | WY |  | COMPLETE | 20-AUG-19 | HARRIS WATER HEATERS | WORK CATEGORY: 1P; INSTALL 50 GALLON WATER HEATER LIKE FOR LIKE.
PP20190812401 | 12-AUG-19 | 2201 |  | VAN NESS | AV | 0 | COMPLETE | 14-AUG-19 | SUPERIOR PLUMBING & FIRE PROTECTION | REPLACE BOILER WITH SERIAL #H163710. NEW BOILER SERIAL #E19-2218
PP20190812354 | 12-AUG-19 | 301 |  | HOWARD | ST |  | ISSUED | 12-AUG-19 | GOLDEN GATE FIRE PROTECTION INC | 14/F RESTROOMS: INSTALL FIRE SPRINKLER SYSTEM FOR T.I. 201902273882.
PW20190812058 | 12-AUG-19 | 235 |  | MONTGOMERY | ST |  | ISSUED | 12-AUG-19 | BAYLINE MECHANICAL INC | WORK CATEGORY: 5P; INSTALL ONE KITCHEN PANTRY. ALL WORK IS ON THE 10TH FLOOR. SUITE 1035.
PP20190812385 | 12-AUG-19 | 553 |  | DOLORES | ST | 0 | ISSUED | 12-AUG-19 | G&C CONSTRUCTION SERVICES INC. | REPLACE (E) BATHROOM FIXTURES. REPLACE TUB W/ SHOWER. SHOWER PAN
PP20190812392 | 12-AUG-19 | 481 |  | JUSTIN | DR |  | ISSUED | 12-AUG-19 | ACS/AMER BRAZ CONSTRUCTION INC | REPLACE WATER HEATER INCLUDING PIPES RETURN PIPES PUMP PIPES GAS PIPES.
PM20190812397 | 12-AUG-19 | 2786 |  | 42ND | AV |  | ISSUED | 12-AUG-19 | OSCAR E MALDONADO | FURNACE INSTALL. TO WRAP UP PERMIT PM20190606510
PP20190812398 | 12-AUG-19 | 638 |  | 26TH | AV |  | ISSUED | 12-AUG-19 | KL CONSTRUCTION GROUP | RELOCATE KITCHEN REMODEL 3 BATHROOMS ON 2ND FLOOR ADD 2 BATHS ON GROUND FLOOR
PP20190812341 | 12-AUG-19 | 707 |  | BRODERICK | ST |  | COMPLETE | 20-AUG-19 | TAVOR PLUMBING | REPLACING EXISTING 40 GALLON WATER HEATER
PM20190812374 | 12-AUG-19 | 280 |  | CASHMERE | ST | A | COMPLETE | 26-AUG-19 | TUCK AIRE HTG &AIR COND. CORPDBA ATLAS H | INSTALL WALL HEATER LIKE FOR LIKE.
PW20190812057 | 12-AUG-19 | 501 |  | 02ND | ST |  | COMPLETE | 20-AUG-19 | BAYLINE MECHANICAL INC | WORK CATEGORY: 5P; INSTALL ONE SHOWER PAN. ALL WORK IS ON THE TERRACE LEVEL.
PW20190812063 | 12-AUG-19 | 147 |  | KINGSTON | ST |  | ISSUED | 12-AUG-19 | FEERICK PLUMBING | WORK CATEGORY: 1P; ADDITIONAL INSPECTION FOR PERMIT #PW20190605545
PP20190812389 | 12-AUG-19 | 650 |  | MISSION | ST |  | ISSUED | 12-AUG-19 | KLEYTMAN CONSTRUCTION COMPANY INC | NEW PLUMBING IN 3 NEW BATHROOMS.
PW20190812070 | 12-AUG-19 | 472 |  | DEWEY | BL |  | COMPLETE | 19-AUG-19 | ARB INC | WORK CATEGORY: 1P; GAS HOUSELINE EXT
PP20190812369 | 12-AUG-19 | 737 |  | PINE | ST |  | POS SENT | 12-AUG-19 | CASLEZ CONSTRUCTION INC | RELOCATE KITCHEN SINK REHABILITATE BATHROOM. ADDITION NEW WASHER/DRYER
PP20190812360 | 12-AUG-19 | 150 |  | PARKER | AV |  | ISSUED | 12-AUG-19 | BEYOND BASICS CONSTRUCTION | CONVERTING 1 BATH INTO 2. ADDING FLOOR DRAINS ADDITIONAL SINK
PP20190812362 | 12-AUG-19 | 3609 |  | TARAVAL | ST |  | ISSUED | 12-AUG-19 | SUNSET CONSTRUCTION | INSTALL NEW SINK WITH GARBAGE DISPOSAL & DISHWASHER WITH NEW VALVES.
PP20190812361 | 12-AUG-19 | 776 |  | 41ST | AV | 1 | ISSUED | 12-AUG-19 | FLORES GENERAL BUILDING | REPLACE TUB FOR SHOWER INCLUDING SHOWER PN CHANGE MIXING VALVE MOVE GAS LINE FOR STOVE TO OPOSITE WALL. CHANGE ALL ANGLE STOPS NEW FIXTURES.
PP20190812359 | 12-AUG-19 | 1141 |  | COLE | ST |  | ISSUED | 12-AUG-19 | KYVOS CONSTRUCTION INC | 2ND FL: REHAB (E) BATH TO REPLACE (E) SHOWER WITH NEW BATHTUB.
PW20190812056 | 12-AUG-19 | 1455 |  | 03RD | ST |  | COMPLETE | 16-AUG-19 | D & J TILE COMPANY INC. | WORK CATEGORY: 5P; SHOWER PAN INSPECTION LEVEL #1.
PP20190812379 | 12-AUG-19 | 3201 |  | OCTAVIA | ST |  | ISSUED | 12-AUG-19 | US CONSTRUCTION CALIFORNIA INC | UNIT #S: 104 #04 304: REMODEL BATHROOMS ADD BATHS RELOCATE KITCHES AND ADD WASHER AND DRYER.
PP20190812356 | 12-AUG-19 | 101 | 109 | BALBOA | ST |  | ISSUED | 12-AUG-19 | LEVEL 8 CONSTRUCTION INC | UNIT 105: INSTALL PEX WATER PIPE HYDRONIC HEAT SYSTEM. TANKLESS WATER HEATER.
PP20190812366 | 12-AUG-19 | 800 |  | CAROLINA | ST |  | ISSUED | 12-AUG-19 | PARKIN CONSTRUCTION INC | REMODEL KITCHEN & 2 BATHROOMS INCLUDING 1 SHOWER PAN. NEW FIXTURES. REPLACE DOMESTIC HOT WATER BOILER.
PP20190812399 | 12-AUG-19 | 925 |  | CORBETT | AV | 302 | ISSUED | 12-AUG-19 | HANDYMAN HEROES INC. | TO OBTAIN A FINAL INSPECTION FOR WORK APPROVED UNDER PREVIOUS PERMIT PP20180117998.
PP20190812348 | 12-AUG-19 | 6301 |  | 03RD | ST |  | ISSUED | 12-AUG-19 | D N G PLUMBING | TO OBTAIN A FINAL INSPECTION FOR WORK APPROVED UNDER PREVIOUS PERMIT PP20180103604.
PW20190812074 | 12-AUG-19 | 4444 |  | 18TH | ST |  | ISSUED | 12-AUG-19 | F W H ACQUISITION CO LLC DBA FAST WATER | WORK CATEGORY: 1P; REMOVE/REPLACE GAS WATER HEATER
PP20190812386 | 12-AUG-19 | 1419 |  | 22ND | AV |  | ISSUED | 12-AUG-19 | TAO'S CONSTRUCTION INC. | REMODEL 2ND FL KITCHEN & 2 BATHROOMS. (WITH SHOWER PANS)
PW20190812082 | 12-AUG-19 | 580 |  | CALIFORNIA | ST |  | ISSUED | 12-AUG-19 | D P W INC. | WORK CATEGORY: 5P; REPLACE PLUMBING FIXTURES IN THE BASE BUILDING RESTROOMS AND ONE TENANT SINK ON THE 5TH FLOOR.
PP20190813440 | 13-AUG-19 | 2238 |  | HYDE | ST |  | ISSUED | 13-AUG-19 | AXEL8 CONSTRUCTION | SHOWER PAN
PW20190813098 | 13-AUG-19 | 1585 |  | 16TH | AV |  | ISSUED | 13-AUG-19 | ROS PLUMBING | WORK CATEGORY: 1P; BATHROOM REMODEL INSTALL PLUMBING FOR TOILET SINK SHOWER TUB
PW20190813103 | 13-AUG-19 | 21 |  | HILLCREST | CT |  | COMPLETE | 13-AUG-19 | ARB INC | WORK CATEGORY: 1P; GAS HOUSE LINE EXT
PW20190813136 | 13-AUG-19 | 840 |  | GREENWICH | ST |  | ISSUED | 13-AUG-19 | J M PACIFIC BAY PLUMBING INC | WORK CATEGORY: 1P; 4 UNITS PLUMBING RENOVATION; 4 TANKLESS 4 LAUNDRY 4 FULL BATH 4 KITCHEN
PP20190813428 | 13-AUG-19 | 838 |  | PAGE | ST |  | ISSUED | 13-AUG-19 | DUNNE PLUMBING | RE PIPE 2 BATHS 1 LAUNDRY 1 SAND BOX
PW20190813108 | 13-AUG-19 | 420 |  | DEWEY | BL |  | COMPLETE | 21-AUG-19 | ARB INC | WORK CATEGORY: 1P; GAS HOUSELINE EXT
PP20190813419 | 13-AUG-19 | 2572 |  | PINE | ST |  | ISSUED | 13-AUG-19 | TURLEY CONSTRUCTION | REMODEL KITCHEN AND POWDER ROOM. NEW PLUMBING AND PLUMBNG FIXTURES AS NEEDED.
PW20190813134 | 13-AUG-19 | 2591 |  | SAN BRUNO | AV |  | ISSUED | 13-AUG-19 | J M PACIFIC BAY PLUMBING INC | WORK CATEGORY: 1P; PER BUILDING INSPECTOR REQUEST COMMON AREA ABOVE GROUND PLUMBING RE-INSPECTION
PW20190813100 | 13-AUG-19 | 3636 |  | JACKSON | ST |  | COMPLETE | 20-AUG-19 | TODD MORRIS FIRE PROTECTION INC. | WORK CATEGORY: 4PA; ADD 6 SPRINKLERS HEADS IN ATTIC SPACE PERMIT # 201908088221
PW20190813093 | 13-AUG-19 | 448 |  | DEWEY | BL |  | COMPLETE | 20-AUG-19 | ARB INC | WORK CATEGORY: 1P; GAS HOUSELINE EXT
PW20190813138 | 13-AUG-19 | 777 |  | SILVER | AV |  | ISSUED | 13-AUG-19 | D & S LEONG ASSOCIATES | WORK CATEGORY: 4PA; INSTALL FIRE SPRINKLER PER APPROVED DRAWING FOR THE ENTIRE BUILDING
PP20190813441 | 13-AUG-19 | 147 |  | CLEARFIELD | DR |  | COMPLETE | 16-AUG-19 | SALEM TILE | SHOWER PAN
PP20190813404 | 13-AUG-19 | 511 |  | IRVING | ST |  | ISSUED | 13-AUG-19 | A AND T PLUMBING | ROUGHT AND FINAL FOR ONE BATHROOM. WITH UNDERGROUND
PP20190813422 | 13-AUG-19 | 326 |  | BRUNSWICK | ST |  | ISSUED | 13-AUG-19 | Y K MASON CONSTRUCTION INC | KITCHEN REMODEL AND BATHROOM REMODEL WORK. NEW WATER HEATER AND LAUNDRY WORK WITH UNDERGROUND WORK.
PW20190813128 | 13-AUG-19 | 475 |  | SANSOME | ST |  | COMPLETE | 23-AUG-19 | PIONEER FIRE INC. | WORK CATEGORY: 4PB; 19TH FLOOR
PW20190813121 | 13-AUG-19 | 199 |  | VALENCIA | ST | 0 | COMPLETE | 16-AUG-19 | PENINSULA WATER HEATERS | WORK CATEGORY: 1P; WATER HEATER INSTALLATION
PW20190813124 | 13-AUG-19 | 2208 |  | MARIPOSA | ST |  | ISSUED | 13-AUG-19 | MEDINA PLUMBING & RADIANT HEATING INC. | WORK CATEGORY: 1P; RADIANT HEATING SYSTEM INSTALL.
PW20190813125 | 13-AUG-19 | 1539 |  | 41ST | AV |  | COMPLETE | 26-AUG-19 | DISCOUNT PLUMBING CO | WORK CATEGORY: 1P; SEWER LINE AND HOUSE TRAP REPLACEMENT
PW20190813090 | 13-AUG-19 | 49 |  | STEVENSON | ST |  | COMPLETE | 21-AUG-19 | AYOOB & PEERY PLUMBING | WORK CATEGORY: 4PB; 11TH FLOOR: ADD (2) RELOCATE (39) AND CHANGE OUT (27) SPRINKLERS TO CONFORM WITH THE NEW WALL/CEILING LAYOUT OF THE TENANT IMPROVEMENT. REF#:2019-0709-5443 JOB#: 19-687.
PW20190813095 | 13-AUG-19 | 436 |  | DEWEY | BL |  | COMPLETE | 21-AUG-19 | ARB INC | WORK CATEGORY: 1P; GAS HOUSE LINE EXT
PM20190813439 | 13-AUG-19 | 118 |  | ROUSSEAU | ST |  | ISSUED | 13-AUG-19 | REALTY BUILDERS INC | TO OBTAIN A FINAL INSPECTION FOR WORK APPROVED UNDER PREVOIUS PERMIT PM20151112527: INSTALLATION OF DUCTING & NEW HEATING UNIT.
PP20190813443 | 13-AUG-19 | 349 |  | DELLBROOK | AV |  | ISSUED | 13-AUG-19 | HOMEOWNER'S PERMIT | WASTE AND SUPPLY LINES FOR 1 TOILET 1 SHOWER 3 SINKS WASHER/DRYER HOOK UPS AND WASTE 1 FLOOR DRAIN IN GARAGE 2 ON-DEMAND WATER HEATERS RE-ROUTE EXISTING GAS LINES CONNECT TO GAS METER.
PP20190813405 | 13-AUG-19 | 1390 |  | MARKET | ST | 0 | COMPLETE | 03-SEP-19 | ROD'S GENERAL BUILDERS INC | UNIT #2815: REMODEL 40 SQ FT KITCHEN AND 35 SQ FT BATHROOM
PW20190813131 | 13-AUG-19 | 2350 |  | 19TH | AV |  | ISSUED | 13-AUG-19 | WEST CORK PLUMBING | WORK CATEGORY: 2PA; RENEW PERMIT PW21071003228
PW20190813106 | 13-AUG-19 | 424 |  | DEWEY | BL |  | COMPLETE | 21-AUG-19 | ARB INC | WORK CATEGORY: 1P; GAS HOUSE LINE EXT
PMW20190813117 | 13-AUG-19 | 26 |  | LUPINE | AV | 0 | ISSUED | 13-AUG-19 | WARM SOLUTIONS / AMERICAN CHIMENY SVCS | WORK CATEGORY: 1M; INSTALL A DIRECT VENT GAS INSERT.
PW20190813137 | 13-AUG-19 | 2829 |  | 25TH | ST |  | ISSUED | 13-AUG-19 | D & S LEONG ASSOCIATES | WORK CATEGORY: 4PB; INSTALL FIRE SPRINKLER SYSTEM PER APPROVED DRAWING FOR ENTIRE BUILDING
PM20190813410 | 13-AUG-19 | 2278 |  | 22ND | AV |  | ISSUED | 13-AUG-19 | SAN FRANCISCO HEATING AND COOLING | FURNACE REPLACEMENT & THERMAL INSULATION
PP20190813430 | 13-AUG-19 | 2828 |  | OCTAVIA | ST | 0 | ISSUED | 13-AUG-19 | DUNNE PLUMBING | REPIPE 3 BATHS
PW20190813094 | 13-AUG-19 | 444 |  | DEWEY | BL |  | COMPLETE | 20-AUG-19 | ARB INC | WORK CATEGORY: 1P; GAS HOUSE LINE
PW20190813101 | 13-AUG-19 | 825 |  | YORK | ST |  | ISSUED | 13-AUG-19 | ROS PLUMBING | WORK CATEGORY: 1P; INSTALL #2 RADIANT HEAT SYSTEMINSTALL TWO BOILERS FLUES PEX
PP20190813411 | 13-AUG-19 | 1525 |  | SHOTWELL | ST |  | ISSUED | 13-AUG-19 | WATERSPROUT | INSTALLATION OF GREY WATER TANK & EQUIPMENT. INSTALLATION OF GREY WATER MANIFOLD.
PW20190813116 | 13-AUG-19 | 1640 |  | VAN NESS | AV |  | ISSUED | 13-AUG-19 | ECONOMY PLUMBING | WORK CATEGORY: 1P; BACKFLOW PREVENTER
PP20190813424 | 13-AUG-19 | 990 |  | BAY | ST | 602 | ISSUED | 13-AUG-19 | DOHERTY RESTORATION INC. | UNIT # 602: RENOVATE EXISTING BATHROOM AND RELOCATE KITCHEN. NEW PLUMBING AND PLUMBING FIXTURES AS NEEDED.
PW20190813097 | 13-AUG-19 | 1 |  | FRONT | ST |  | ISSUED | 13-AUG-19 | D P W INC. | WORK CATEGORY: 5P; PANTRY SINK MOTHERS RM SINK SMALL TOILET ROOM UPGRADE EXISTING BASE BUILDING TOILET ROOMS AND CONDENSATE PIPING FROM 4 HVAC UNITS. WORK ON THE 18TH FLOOR.
PW20190813113 | 13-AUG-19 | 2175 |  | MARKET | ST |  | ISSUED | 13-AUG-19 | MADDEN PLUMBING LLC | WORK CATEGORY: 2PA; CONNECTING TO EXISTING HOT/COLD SUPPLY ROUGH IN AND TRIM OUT (3) LAVY SINKS ROUGH IN AND TRIM OUT (1) TOILET.
PM20190813423 | 13-AUG-19 | 326 |  | BRUNSWICK | ST |  | ISSUED | 13-AUG-19 | Y K MASON CONSTRUCTION INC | BATHROOM FAN NEW FURNACE LAUNDRY DUCT
PP20190813442 | 13-AUG-19 | 355 |  | 21ST | AV | 7 | ISSUED | 13-AUG-19 | MORA ARCHITECT CONSTRUCTION | NEW 2ND BATHROOM FOR UNIT #7 ADU.
PP20190813412 | 13-AUG-19 | 1467 |  | 27TH | AV |  | ISSUED | 13-AUG-19 | S & F CONSTRUCTION | 1 NEW BATHROOM 1 NEW LAUNDRY ON 1/F; 1 SHOWER PAN
PW20190813089 | 13-AUG-19 | 10 |  | 30TH | ST |  | ISSUED | 13-AUG-19 | STEVEN YEUNG INC DBA CHUNG WAH PLBG&FIRE | WORK CATEGORY: 1P; REPAIR EXISTING PLUMBING FOR BATHROOM AND KITCHEN
PW20190813114 | 13-AUG-19 | 315 |  | 17TH | AV |  | ISSUED | 13-AUG-19 | ORAN PLUMBING CORP | WORK CATEGORY: 2PB; INSTALL NEW LAUNDRY HOOK UP; RUN GAS LINE FOR NEW METER LOCATION
PP20190813421 | 13-AUG-19 | 1738 |  | 18TH | AV |  | ISSUED | 13-AUG-19 | STEVEN YEUNG INC DBA CHUNG WAH PLBG&FIRE | ROUGH IN BATHROOM & KITCHEN ON THE GROUND FL.
PP20190813434 | 13-AUG-19 | 250 |  | HOWARD | ST |  | ISSUED | 13-AUG-19 | ALLIED FIRE PROTECTION | FACEBOOK TI- LEVEL 11: FIRE SPRINKLER: 11 RELOCATED PENDENTS; 104 ADDED PENDENTS TOTAL 115 SPRINKLERS. APN: 201903226017 / 201903226063
PW20190813110 | 13-AUG-19 | 1980 |  | VALLEJO | ST |  | COMPLETE | 23-AUG-19 | EARTHQUAKE ENTERPRISES INC DBA HETHERING | WORK CATEGORY: 8P; REMOVE EXISTING BOILER "894 K96 34430" AND INSTALL (2) NEW HOT WATER BOILERS AND (2) NEW STORAGE TANKS
PW20190813129 | 13-AUG-19 | 2338 |  | 19TH | AV |  | ISSUED | 13-AUG-19 | WEST CORK PLUMBING | WORK CATEGORY: 2PA; RENEW PERMIT PW20171005441
PW20190813132 | 13-AUG-19 | 2346 |  | 19TH | AV |  | ISSUED | 13-AUG-19 | WEST CORK PLUMBING | WORK CATEGORY: 2PA; RENEW PERMIT PW20170928291
PW20190813104 | 13-AUG-19 | 101 |  | BRODERICK | ST |  | ISSUED | 13-AUG-19 | ANSWER PLUMBING | WORK CATEGORY: 3PA; REMODELING KITCHEN AND BATHROOM IN UNIT 301 AND 205
PM20190813432 | 13-AUG-19 | 55 |  | FAIR | AV |  | COMPLETE | 22-AUG-19 | GREEN AIR MECHANICAL INC | INSTALL ONE 96% GAS FURNACE AND PVC VENT
PW20190813133 | 13-AUG-19 | 2354 |  | 19TH | AV |  | ISSUED | 13-AUG-19 | WEST CORK PLUMBING | WORK CATEGORY: 2PA; RENEW PERMIT PW20170928290
PP20190813438 | 13-AUG-19 | 1202 |  | UNION | ST |  | COMPLETE | 30-AUG-19 | H T CONTRACTORS INC | UPGRADE THE MAIN WATER LINE.
PP20190813418 | 13-AUG-19 | 354 |  | BRADFORD | ST |  | ISSUED | 13-AUG-19 | AMERICAN KITCHEN COMPANY | KITCHEN REMODEL CABINETS REPLACE SINK BRING KITCHEN PLUMBING UP TO CODE
PP20190813429 | 13-AUG-19 | 1762 |  | 27TH | AV |  | ISSUED | 13-AUG-19 | DUNNE PLUMBING | REPIPE E BATHROOM
PW20190813115 | 13-AUG-19 | 888 |  | TENNESSEE | ST |  | ISSUED | 13-AUG-19 | FLOW MASTERS PLUMBING INC | WORK CATEGORY: 2PB; REMODEL FOOD PREP AREA.
PP20190813414 | 13-AUG-19 | 1315 |  | 14TH | AV |  | ISSUED | 13-AUG-19 | NIGEL MULGREW PLUMBING INC. | TO OBTAIN A FINAL INSPECTION FOR WORK APPROVED UNDER PREVIOUS PERMIT PW20180712113.
PW20190813092 | 13-AUG-19 | 452 |  | DEWEY | BL |  | COMPLETE | 20-AUG-19 | ARB INC | WORK CATEGORY: 1P; GAS HOUSELINE EXT
PP20190813426 | 13-AUG-19 | 301 |  | HOWARD | ST |  | ISSUED | 13-AUG-19 | BAYLINE MECHANICAL INC | MAKE RESTROOM ADA COMPLIANT. ALL WORK ON 14TH FLOOR.
PP20190813420 | 13-AUG-19 | 1423 |  | VALENCIA | ST |  | ISSUED | 13-AUG-19 | GOODMAN CONSTRUCTION & DESIGN CO | INSTALL ADA COMPLIANT BATHROOM & TOILET AND SINK ONLY
PMW20190813123 | 13-AUG-19 | 9 |  | IMPERIAL | AL |  | ISSUED | 13-AUG-19 | WARM SOLUTIONS / AMERICAN CHIMENY SVCS | WORK CATEGORY: 1M; INSTALL A DIRECT VENT GAS INSERT.
PP20190813417 | 13-AUG-19 | 4 |  | EMBARCADERO CENTER | * |  | ISSUED | 13-AUG-19 | ANDERSON ROWE & BUCKLEY INC. | FIRE SPRINKLERS ON 2ND 3RD AND 4TH FLRS. 2ND -ADD 20 RELOCATE 186 REMOVE 8. 3RD - ADD 15 RELOCATE 197 REMOVE 11. 4TH - ADD 4 RELOCATE 135 REMOVE 5.
PW20190813105 | 13-AUG-19 | 432 |  | DEWEY | BL |  | COMPLETE | 21-AUG-19 | ARB INC | WORK CATEGORY: 1P; GAS HOUSE LINE EXT
PP20190813437 | 13-AUG-19 | 675 |  | O'FARRELL | ST |  | ISSUED | 13-AUG-19 | EOIN DE BARRA PLUMBING | REMODEL 1 BATHROOM & KITCHEN. INSTALL NEW WASHER IN EACH UNIT. FOR BPA 201904117758
PMW20190813112 | 13-AUG-19 | 769 |  | CLAYTON | ST |  | ISSUED | 13-AUG-19 | WARM SOLUTIONS / AMERICAN CHIMENY SVCS | WORK CATEGORY: 1M; INSTALL A DIRECT VENT GAS FIREPLACE INSERT.
PP20190813427 | 13-AUG-19 | 301 |  | HOWARD | ST |  | ISSUED | 13-AUG-19 | BAYLINE MECHANICAL INC | INSTALL ONE KITCHEN PANTRY . ALL WORK IN ON THE 14TH FLOOR.
PW20190813119 | 13-AUG-19 | 345 |  | STOCKTON | ST |  | COMPLETE | 19-AUG-19 | ACCO ENGINEERED SYSTEMS INC. | WORK CATEGORY: 11P; VERIFY THAT BACKFLOW PREVENTOR HAS BEEN REMOVED IN THE BASEMENT
PP20190813431 | 13-AUG-19 | 53 |  | OAKWOOD | ST | 0 | ISSUED | 13-AUG-19 | BASSAD INC./DBA: EVERLAST CONSTRUCTION | REMOVE AND REPLACE VALVE AT THE KITCHEN
PW20190813122 | 13-AUG-19 | 34 |  | POINT LOBOS | AV |  | ISSUED | 13-AUG-19 | ROS PLUMBING | WORK CATEGORY: 1P; INSTALL RADINAT HEAT SYSTEM INSTALL BOILER INSTALL FLUE PIPE INSTALL PEX
PW20190813109 | 13-AUG-19 | 65 |  | STANYAN | ST |  | ISSUED | 13-AUG-19 | HARRIS WATER HEATERS | WORK CATEGORY: 1P; INSTALL 50 GALLON WATER HEATER
PP20190813406 | 13-AUG-19 | 4229 |  | CABRILLO | ST |  | COMPLETE | 23-AUG-19 | PARKIN CONSTRUCTION INC | REMOVE & CAP PLUMBING IN BASEMENT.
PW20190813126 | 13-AUG-19 | 1 |  | POST | ST |  | ISSUED | 13-AUG-19 | BAYLINE MECHANICAL INC | WORK CATEGORY: 5P; FLOOR 24 - INSTALL ONE NEW BOTTLE FILLER
PP20190813425 | 13-AUG-19 | 139 |  | WELSH | ST | 11 | COMPLETE | 20-AUG-19 | 38 DEGRESS NORTH LATITUDE BUILDERS INC. | UNIT 11: 2 SHOWER PANS
PP20190813409 | 13-AUG-19 | 1130 |  | LARKIN | ST | 0 | ISSUED | 13-AUG-19 | WEST COAST PROPERTY MGNT CO | APT# 27: KITCHEN REMODEING- NEW CABINET NEW COUNTER TOP APLLIACE BATH REMODELING REMOVE AND REPLACE TUB VANITY CABINET AND TOLIET
PW20190813091 | 13-AUG-19 | 100 |  | PACHECO | ST |  | COMPLETE | 19-AUG-19 | ARB INC | WORK CATEGORY: 1P; GAS HOUSELINE EXT
PP20190813413 | 13-AUG-19 | 180 |  | GEARY | ST |  | ISSUED | 13-AUG-19 | NIGEL MULGREW PLUMBING INC. | 5/F & 6/F : PLUMBING WORK FOR T.I.: 12 CONDENSATION DRAINS CAP 2X TOILETS KITCHENTTE 1 HOSE BIB 1X DRINKING FOUNTAIN.
PP20190813408 | 13-AUG-19 | 3318 |  | MISSION | ST |  | ISSUED | 13-AUG-19 | ASTORGA CONSTRUCTION INC | 124 FIRE SPRINKLER HEAD.
PMW20190813111 | 13-AUG-19 | 157 |  | 24TH | AV |  | ISSUED | 13-AUG-19 | BLAZE FIREPLACES OF NO CAL | WORK CATEGORY: 1M; INSTALLING ONE FIREPLACE
PW20190813107 | 13-AUG-19 | 490 |  | 06TH | AV |  | ISSUED | 13-AUG-19 | A B PLUMBING | WORK CATEGORY: 2PA; SEWER REPAIR
PW20190813096 | 13-AUG-19 | 1 |  | FRONT | ST |  | ISSUED | 13-AUG-19 | D P W INC. | WORK CATEGORY: 5P; TWO CONDENSER WATER PUMPS CWS&R PIPING TO FOUR HVAC UNITS AND HHWS&R PIPING TO 17 VAV'S. WORK ON THE 18TH FLOOR.
PW20190813120 | 13-AUG-19 | 181 |  | 03RD | ST | 0 | COMPLETE | 15-AUG-19 | D & J TILE COMPANY INC. | WORK CATEGORY: 2PA; SHOWER PAN INSPECTIONS FLOORS 19TH & 5TH.
PP20190813416 | 13-AUG-19 | 476 |  | NOE | ST |  | COMPLETE | 20-AUG-19 | ACP INC | RENEW EXPIRED PLUMBING PERMIT PP20180322934. COMPLETE REMODEL WITH 3.5 BATHROOMS 2 KITCHENS LAUNDRIES GAS SYSTEM. FOR FINAL INSPECTION.
PW20190813118 | 13-AUG-19 | 1250 |  | JONES | ST | 903 | ISSUED | 13-AUG-19 | CAHILL AND KAVANAUGH INC * SEE NOTE* | WORK CATEGORY: 1P; REMODEL OF 2 BATHROOMS
PM20190813433 | 13-AUG-19 | 1662 |  | 36TH | AV |  | COMPLETE | 20-AUG-19 | GREEN AIR MECHANICAL INC | UNIT A: INSTALL ONE GAS FURNACE AND USE EXISTING FLUE PIPE.
PP20190813436 | 13-AUG-19 | 565 |  | PAGE | ST |  | ISSUED | 13-AUG-19 | CITYBEST CONSTRUCTION | LEGALIZATION OF EXISTING UNIT CONSTRUCTED WITHOUT PERMIT. RELOCATE KITCHEN CONSTRUCTION NEW FULL BATHROOM AND 3/4 BATHROOM W/ SHOWER PAN
PW20190813099 | 13-AUG-19 | 649 |  | MISSION | ST |  | ISSUED | 13-AUG-19 | D P W INC. | WORK CATEGORY: 5P; ONE TENANT SINK ON THE 2ND 3RD 4TH AND 5TH FLOORS.
PW20190813102 | 13-AUG-19 | 550 |  | KEARNY | ST |  | ISSUED | 13-AUG-19 | D P W INC. | WORK CATEGORY: 5P; 3RD FLOOR - 1 TENANT SINK 1 MOP SINK. 4TH FLOOR - 2 TENANT SINKS 1 DF AND PLUMBING FIXTURE REPLACEMENTS IN BASE BUILDING RESTROOMS
PW20190813127 | 13-AUG-19 | 1655 |  | BRYANT | ST |  | ISSUED | 13-AUG-19 | FAULT LINE PLUMBING INC | WORK CATEGORY: 2PA; SUPPLY AND INSTALL NEW PLUMBING FOR ONE BATHROOM ONE MOP SINK AND ONE DRINKING FOUNTAIN
PP20190813415 | 13-AUG-19 | 856 |  | CAPP | ST |  | ISSUED | 13-AUG-19 | W C PLUMBING & FIRE PROTECTION | 9 UNITS: NEW PLUMBING FOR CONVERTED RESIDENTIAL BUILDING TO INCLUDE DRAINAGE U/G SEWER GAS HOT & COLD WATER PIPING WATER HEATER PER PLANS.
PP20190813407 | 13-AUG-19 | 200 |  | BRANNAN | ST | 510 | COMPLETE | 16-AUG-19 | BATTALION ONE FIRE PROTECTION | RELOCATE OR DEMOLISH SPRINKLERS AS REQUIRED BY TENANT IMPROVEMENT. REPLACE SPECIFIED PENDANT SPRINKLERS WITH CONCEALED
PW20190813130 | 13-AUG-19 | 2342 |  | 19TH | AV |  | ISSUED | 13-AUG-19 | WEST CORK PLUMBING | WORK CATEGORY: 2PA; RENEW PERMIT PW20171005440
PW20190813135 | 13-AUG-19 | 517 |  | CLEMENT | ST |  | ISSUED | 13-AUG-19 | J M PACIFIC BAY PLUMBING INC | WORK CATEGORY: 2PB; T.I NEW PLUMBING FOR RESTAURANT MAMAHUHU ; DWV GAS WATER WATER MAIN PIPE SIZE UPGRADE
PP20190813435 | 13-AUG-19 | 389 |  | FAIR OAKS | ST |  | ISSUED | 13-AUG-19 | VSA CONSTRUCTION | REINSTALL GAS COOKTOP SINK AND ICE MAKER
PP20190814482 | 14-AUG-19 | 2001 |  | 37TH | AV |  | COMPLETE | 21-AUG-19 | GEO M ROBINSON & CO | 1/F MUSIC ROOM: ADD 3 PENDENT SPRINKOLRES RELOCATE 9 PENDENT SPINKLERS PER NEW WALL AND CEILING CONFIGURATIONS.
PP20190814456 | 14-AUG-19 | 1535 |  | EDDY | ST | F3-503 | COMPLETE | 22-AUG-19 | PS2 INC | P-TRAPS TO BE ROMVED AND REPLACE IN KITCHEN AND BATHROOM.
PM20190814477 | 14-AUG-19 | 1506 |  | 07TH | AV |  | ISSUED | 14-AUG-19 | BERG'S HEATING & SERV CO | REINSTALL EXISTING FURNACE & INSTALL ONE NEW ONE IN THE ATTIC NEW FLUE.
PW20190814147 | 14-AUG-19 | 1291 |  | ULLOA | ST |  | COMPLETE | 22-AUG-19 | GARIBALDI PLUMBING COMPANY INC | WORK CATEGORY: 1P; REPLACE A GAS LINE FROM THE METER TO THE HOUSE.
PP20190814471 | 14-AUG-19 | 31 |  | GRAFTON | AV |  | ISSUED | 14-AUG-19 | SAMCO CONSTRUCTION INC | REMODEL G/F TO HAVE 2 FULL BATHROOMS.
PP20190814447 | 14-AUG-19 | 1879 |  | FUNSTON | AV |  | ISSUED | 14-AUG-19 | ARCHTEYPE DESIGN BUILDER | 2 SHOWER PANS
PW20190814150 | 14-AUG-19 | 1098 |  | HARRISON | ST |  | ISSUED | 14-AUG-19 | C N S MECHANICAL INC | WORK CATEGORY: 5P; R-MODIFICATIONS TO EXISTING RESTROOM AND SHOWERS FOR PHASE II. NEW CATERING KITCHEN WITH FLOOR SINKS FLOOR DRAINS AND SINKS AND NEW WATER HEATER
PW20190814160 | 14-AUG-19 | 804 |  | BRYANT | ST |  | ISSUED | 14-AUG-19 | KMC DESIGN GROUP | WORK CATEGORY: 6PA; NEW SMALL RESTAURANT INFRASTRUCTURE KMC #19130
PP20190814470 | 14-AUG-19 | 1 |  | STANYAN | BL | 2 | ISSUED | 14-AUG-19 | FREEDOM FIRE PROTECTION INC. | T.I. NEW F/S SYSTEM FOR A SMALL CAFE IN (E) VACANT SPACE. ADD 6 MORE SPRINKLER HEADS.
PP20190814474 | 14-AUG-19 | 2019 |  | 42ND | AV |  | ISSUED | 14-AUG-19 | J REILLY CONSTRUCTION | 1 SHOWER PAN
PP20190814460 | 14-AUG-19 | 1550 |  | EDDY | ST | S2-418 | ISSUED | 15-AUG-19 | PS2 INC | P-TRAPS TO BE REMOVED AND REPLACE IN KITCHEN AND BATHROOM.
PW20190814140 | 14-AUG-19 | 2 |  | LAKE | ST |  | ISSUED | 14-AUG-19 | CITY MECHANICAL INC | WORK CATEGORY: 11P; INSTALLATION OF 4" MAIN WITH 3/4" BYPASS AND METER FOR BACK FLOW DEVICE
PP20190814452 | 14-AUG-19 | 1420 |  | TURK | ST | T3-702 | ISSUED | 14-AUG-19 | PS2 INC | P-TRAPS TO BE ROMVED AND REPLACE IN KITCHEN AND BATHROOM.
PW20190814143 | 14-AUG-19 | 3214 |  | BALBOA | ST |  | ISSUED | 14-AUG-19 | CJ PLUMBING | WORK CATEGORY: 2PA; INSTALL FIRE SPRINKLER IN GROUND FLOOR ONLY
PP20190814478 | 14-AUG-19 | 1385 |  | 20TH | AV | 2 | ISSUED | 14-AUG-19 | TOM MINKA | UNIT 2: REMODEL KITCHEN & BATHROOM; MOVE GAS LINE 24" TO RIGHT W/SHUTOFF CABINET TO RIGHT OF RANGE.
PP20190814450 | 14-AUG-19 | 756 |  | PAGE | ST | 3 | ISSUED | 14-AUG-19 | DUGGAN PLUMBING INC | KITCHEN 2 BATHS AND LAUNDRY REMODEL
PP20190814451 | 14-AUG-19 | 460 |  | DWIGHT | ST |  | ISSUED | 14-AUG-19 | PRO COM HOME SERVICES CALIFORNIA INC | AMEND PLUMBING PERMIT PP20190712500: ADD TO EXISTING SCOPE- ADD ONE TANKLESS WATER HEATER
PP20190814464 | 14-AUG-19 | 62 |  | JORDAN | AV |  | ISSUED | 14-AUG-19 | OCEAN BLUE PLUMBING | INSTALL NEW PLUMBING FOR 4 BATHROOMS 1 KITCHEN AND 1 LAUNDRY ROOM. NEW GAS LINES FOR W/H FURNACE AND STOVE PER PLAN.
PW20190814146 | 14-AUG-19 | 190 |  | 11TH | AV | 0 | ISSUED | 14-AUG-19 | ROS PLUMBING | WORK CATEGORY: 1P; INSTALL RADIANT HEAT SYSTEM INSTALL ONE BOILER INSTALL PEX INSTALL FLUE
PP20190814459 | 14-AUG-19 | 514 |  | MYRA | WY |  | ISSUED | 14-AUG-19 | P F CONSTRUCTION CO | REMODEL KITCHEN AND BATH DUE TO WATER DAMAGE.
PP20190814463 | 14-AUG-19 | 85 |  | PARKER | AV |  | ISSUED | 14-AUG-19 | MAGNOLIA DEVELOPMENT INC | 1 BATHROOM REMODEL. REPLACE SINK TOILET SHOWER SHOWER PAN
PW20190814151 | 14-AUG-19 | 39 |  | LYDIA | AV | 0 | ISSUED | 14-AUG-19 | F W H ACQUISITION CO LLC DBA FAST WATER | WORK CATEGORY: 1P; REMOVE/REPLACE GAS WATER HEATER
PW20190814152 | 14-AUG-19 | 1319 |  | 48TH | AV |  | COMPLETE | 21-AUG-19 | NEIGHBORHOOD PLUMBING | WORK CATEGORY: 1P; SEWER REPLACEMENT
PP20190814449 | 14-AUG-19 | 57 |  | JERSEY | ST | 0 | ISSUED | 14-AUG-19 | MR UNGER | NEW TUB NEW TOILET NEW FAUCET NEW VANITY
PW20190814155 | 14-AUG-19 | 420 |  | TAYLOR | ST |  | ISSUED | 14-AUG-19 | LARRATT BROS PLUMBING INC. | WORK CATEGORY: 2PA; PLUMBING TO 4-PUBLIC RESTROOMS 2-PUBLIC SHOWER ROOMS 1-MOP SINK ROOM AND 1-WATER HEATER ROOM. LARRATT BROS PLUMBING ON-SITE CONTACT DON WAGNER (415) 269-4922
PW20190814164 | 14-AUG-19 | 1560 |  | WALLACE | AV |  | ISSUED | 14-AUG-19 | O LEARY PLUMBING INC | WORK CATEGORY: 2PA; REPLACE EXISTING ROOF DRAINS. CONNECT TO EXISTING RAIN WATER RISERS.
PP20190814483 | 14-AUG-19 | 700 |  | 36TH | AV |  | FILED | 14-AUG-19 | C & C GENERAL ENGINEERING INC. | INSTALL 2 FURNACE KTICHEN EXHAUST HOOD FOR NEW RESTAURANT.
PW20190814156 | 14-AUG-19 | 3423 |  | 19TH | ST |  | COMPLETE | 20-AUG-19 | CARY WING PLUMBING & FIRE PROTECTION INC | WORK CATEGORY: 1P; INSTALL SINK
PM20190814454 | 14-AUG-19 | 49 |  | PROSPECT | AV |  | COMPLETE | 21-AUG-19 | DEWELL BUILT INC. | REMOVING EXISTING HYDRONIC HEAT SYSTEM AND BOILER.
PMW20190814154 | 14-AUG-19 | 158 |  | SHRADER | ST |  | ISSUED | 14-AUG-19 | PENINSULA HEATING | WORK CATEGORY: 1M; REPLACE EXISTING HEATER
PW20190814145 | 14-AUG-19 | 37 |  | AZTEC | ST |  | ISSUED | 14-AUG-19 | PRECISION AIR SYSTEMS | WORK CATEGORY: 2PA; NEW RADIATOR LIVING RM WITH EXTENDED PIPES FROM EXISTING AREASRADIATOR TO BE RUNTAL FLAT FIN SIZED TO ROOMREMOVE AND RELOCATE RADIATOR @ OFFICEREMOVE FAMILY ROOM RADIATORSNEW RADIATOR FAMILY ROOM RADIATOR TO BE RUNTAL FLAT FIN SIZED TO ROOM NEW 18/6 WIRE FOR 6 LOCATION INSTALL ECO BEE THERMOSTAT OWNER TO PROGRAMPROVIDE AND INSTALL NEW TACO CONTROL BOARD ¿ REMOVE REWIRE CONTROLS TO ALLOW FOR ECO BEE THERMOSTATSFLUSH RADIANT SYSTEM ADDS FERNOX FLUSH AND PRESERVATIVE CHECK SYSTEM AND REPORT BACK FOR SERVICE ISSUEFLUSH SOLAR THERMAL SYSTEM AND TUNE UP ¿ SYSTEM TO BE FLUSHED AND RECOMMISSIONED WITH 50% GLYCOL MIX
PW20190814161 | 14-AUG-19 | 600 |  | THE EMBARCADERO | * |  | COMPLETE | 21-AUG-19 | PRIBUSS ENGINEERING INC | WORK CATEGORY: 11P; FA 12128 - REPLACE FAILED BACKFLOW DEVICE (SERIAL # 269944) WITH NEW WATTS 11/4 009 REDUCED PRESSURE BACKFLOW DEVICE WITH PROPER AIR GAP DRIAIN.
PW20190814157 | 14-AUG-19 | 530 |  | CARTER | ST |  | COMPLETE | 21-AUG-19 | ALL ROOTER & PLUMBING SERVICE INC | WORK CATEGORY: 1P; UNIT #103B GAS LINE REPAIR
PW20190814163 | 14-AUG-19 | 491 |  | JERSEY | ST |  | ISSUED | 14-AUG-19 | ALLIANCE PLUMBING WORKS INC | WORK CATEGORY: 2PA; TWO NEW BATHROOM ON TOP FLOOR.
PW20190814165 | 14-AUG-19 | 24 |  | WEST PORTAL | AV |  | COMPLETE | 16-AUG-19 | F & A PLUMBING & ROOTER | WORK CATEGORY: 1P; ROUGH IN PLUMBING WORK FOR INSTALLATION OF MOP SINK WITH FAUCET
PP20190814462 | 14-AUG-19 | 3974 |  | 18TH | ST | 0 | ISSUED | 14-AUG-19 | MIGUEL A PADILLA CONSTRUCTION | REMODEL EXISTING BATHROOM & ADD LAUNDRY SINK WITH UNDERGROUND PLUMBING
PW20190814153 | 14-AUG-19 | 569 |  | VALENCIA | ST |  | COMPLETE | 20-AUG-19 | J COMPARAN PLUMBING INC | WORK CATEGORY: 1P; RUN GAS LINE FROM METER TO A NEW FURNACEROUGH IN NEW DRAIN FOR CONDENSATION LINE
PW20190814141 | 14-AUG-19 | 1401 |  | NORIEGA | ST |  | ISSUED | 14-AUG-19 | CJ PLUMBING | WORK CATEGORY: 2PA; INSTALL NEW SPRINKLER IN UNIT 203
PP20190814473 | 14-AUG-19 | 489 |  | JUSTIN | DR |  | ISSUED | 14-AUG-19 | MONTGOMERY SANSOME LTD. | REPLACING ALL PLUMBING DUE TO FIRE ALL APPLIANCES.
PP20190814453 | 14-AUG-19 | 1420 |  | TURK | ST | T3-807 | ISSUED | 14-AUG-19 | PS2 INC | P-TRAPS TO BE ROMVED AND REPLACE IN KITCHEN AND BATHROOM.
PP20190814465 | 14-AUG-19 | 1326 |  | LYON | ST |  | ISSUED | 14-AUG-19 | PINEDA CONSTRUCTION | VANITY SHOWER TOILET. PLUMBING FOR BATHROOM ADDITION.
PMW20190814148 | 14-AUG-19 | 852 |  | FAXON | AV |  | COMPLETE | 29-AUG-19 | DOVE'S SERVICES | WORK CATEGORY: 1M; REPLACE FURNACE 70 000 BTUS
PP20190814479 | 14-AUG-19 | 1819 |  | GOLDEN GATE | AV | 16 | ISSUED | 14-AUG-19 | CASLEZ CONSTRUCTION INC | RELOCATE (E) KITCHEN & REMODEL (E) BATHROOM. ADD WASHER/DRYER.
PP20190814445 | 14-AUG-19 | 400 |  | WINSTON | DR |  | ISSUED | 14-AUG-19 | BATTALION ONE FIRE PROTECTION | INSTALLATION OF A NEW SPRINKLER SYSTEM IN THE FORMER MACY'S ANCHOR BUILDING INCLUDING MINOR MODIFICATIONS IN THE AREAS CONNECTING TO THIS MALL.
PP20190814469 | 14-AUG-19 | 188 |  | HOOPER | ST |  | ISSUED | 14-AUG-19 | VALUE FIRE PROTECTION INC | FIRE SPRINKLER INSTALLATION FOR 5 LEVEL WOOD FRAME BUILDING LVEL 2 CONCRETE PODIUM
PP20190814448 | 14-AUG-19 | 2200 |  | SACRAMENTO | ST | 705 | ISSUED | 14-AUG-19 | W. JOHN BUILD-GENERAL CON | REMODEL (E) & 2 BATHROOMS: ADD WASHER & DRYER.
PP20190814468 | 14-AUG-19 | 230 |  | JUSTIN | DR |  | ISSUED | 14-AUG-19 | RINALDI CONSTRUCTION | CONTINUATION OF WORK FOR PP20190415898 (CHANGE OF CONTRACTOR). INTERIOR REMODELTO KITCHEN 2 BATHS AND 1 NEW BATH. REF BLDG PA #201812289331
PW20190814158 | 14-AUG-19 | 754 |  | 10TH | AV |  | ISSUED | 14-AUG-19 | A AND T PLUMBING | WORK CATEGORY: 2PB; SHOWER PAN WATER SERVICE FROM METER TO HOUSE FINAL PLUMBING FOR BATHROOMS KITCHEN LAUNDRY
PW20190814162 | 14-AUG-19 | 300 |  | CALIFORNIA | ST |  | COMPLETE | 26-AUG-19 | AYOOB & PEERY PLUMBING | WORK CATEGORY: 4PB; 1ST FLOOR: ADD (27) SPRINKLERS IN ORDER TO CONFORM WITH THE NEW WALL/CEILING LAYOUT OF THE TENANT IMPROVEMENT.REF#: 2019-0716-6060 JOB#: 19-661
PP20190814480 | 14-AUG-19 | 2619 |  | MISSION | ST | 28 | ISSUED | 14-AUG-19 | CASLEZ CONSTRUCTION INC | REMODEL (E) BATHROOM & KITCHEN. ADD VENTESS DRYER/WASHER.
PM20190814444 | 14-AUG-19 | 1939 |  | TARAVAL | ST |  | COMPLETE | 21-AUG-19 | C T B CONSTRUCTION INC. | REMOVE AND REPLACE 2 (E) FIREPLACE TO 2 (N) GAS BURNING FIREPLACE. NEW VENT/FLUES AS NEEDED
PP20190814467 | 14-AUG-19 | 646 |  | 03RD | AV |  | ISSUED | 14-AUG-19 | MAGNOLIA DEVELOPMENT INC | HYDRONIC FLOOR HEATING AT 20 000 WORK ON E BACKFLOW VALVE #27109
PP20190814446 | 14-AUG-19 | 130 |  | 23RD | AV | 2 | ISSUED | 14-AUG-19 | DI VINE CONSTRUCTION | REMODEL FULL BATHROOM 1/2 BATHROOM & KITCHEN. NEW FIXTURES.
PP20190814455 | 14-AUG-19 | 3383 |  | PACIFIC | AV |  | COMPLETE | 19-AUG-19 | FOX MERCHANDISING INTERNATIONAL INC DBA | (2) SHOWER PAN
PW20190814159 | 14-AUG-19 | 1455 |  | UNION | ST | 0 | ISSUED | 14-AUG-19 | C R REICHEL ENGINEERING | WORK CATEGORY: 8P; NEW STEAM BOILER. OLD BOILER WITH SERIAL NUMBER: SERIES 1 X HAS BEEN REMOVED
PW20190814142 | 14-AUG-19 | 1362 |  | LA PLAYA | * |  | COMPLETE | 20-AUG-19 | ACE PLUMBING & ROOTER | WORK CATEGORY: 1P; SEWER REPAIR
PP20190814466 | 14-AUG-19 | 1 |  | CRESCENT | WY | 1102 | ISSUED | 14-AUG-19 | HALPIN CONSTRUCTION LLC DBA BRITANNIA RE | NEW SHOWER VALVE AND FIXTURES AS NEEDED.
PW20190814139 | 14-AUG-19 | 555 |  | SAN JOSE | AV |  | ISSUED | 14-AUG-19 | ANDERSON ROWE & BUCKLEY INC. | WORK CATEGORY: 5P; ROUGH AND FINISH PLUMBING FOR ROOF DRAINS RESTROOMS EXAM SINKS FLOOR DRAIN FLOOR SINKS CONDENSATE PIPING MECHANICAL PIPING UNDERGROUND UTILITIES WATER HEATERS ECT. AR&B JOB # 19-031
PM20190814476 | 14-AUG-19 | 3835 |  | ULLOA | ST |  | ISSUED | 14-AUG-19 | BERG'S HEATING & SERV CO | REPLACE FURNACE & FLUE.
PMW20190814149 | 14-AUG-19 | 264 |  | 16TH | AV |  | COMPLETE | 22-AUG-19 | AIR FLOW PRO'S | WORK CATEGORY: 1M; CHANGE-OUT OF 97% EFFICIENT TRANE FURNACE.
PP20190814458 | 14-AUG-19 | 541 |  | HILL | ST |  | ISSUED | 14-AUG-19 | CAR CONSTRUCTION | 1 SHOWER PAN
PM20190814475 | 14-AUG-19 | 149 |  | NEW MONTGOMERY | ST |  | ISSUED | 14-AUG-19 | WHITNEY COMMERCIAL CONSTRUCTION | RELOCATE LOW PRESSURE SIDE SUPPLY AIR GRILLS AND HVAC CONTROLS
PM20190814472 | 14-AUG-19 | 2130 |  | FULTON | ST |  | ISSUED | 14-AUG-19 | THERMA LLC | INSTALL (6) CHILLED WATER HEATING HOT WATER FAN COILS LOW PRESSURE AIR DISTRIBUTION FOR INTERIOR ROOMS (UNDER PA# 201908148773
PW20190814166 | 14-AUG-19 | 40 |  | BALTIMORE | WY |  | ISSUED | 14-AUG-19 | TOMMY TUNG PLUMBING | WORK CATEGORY: 1P; RELOCATION GAS LINE.
PP20190814481 | 14-AUG-19 | 2619 |  | MISSION | ST | 29 | ISSUED | 14-AUG-19 | CASLEZ CONSTRUCTION INC | REMODEL (E) BATHROOM & KITCHEN. ADD VENTESS DRYER/WASHER.
PM20190814461 | 14-AUG-19 | 514 |  | MYRA | WY |  | ISSUED | 14-AUG-19 | P F CONSTRUCTION CO | REPLACE FURNACE AND DOUBLE FLUE PIPE.
PW20190814144 | 14-AUG-19 | 1366 |  | LA PLAYA | * |  | COMPLETE | 20-AUG-19 | ACE PLUMBING & ROOTER | WORK CATEGORY: 1P; SEWER REPAIR
PM20190814484 | 14-AUG-19 | 700 |  | 36TH | AV |  | ISSUED | 14-AUG-19 | C & C GENERAL ENGINEERING INC. | INSTALL 2 FURNACE KTICHEN EXHAUST HOOD FOR NEW RESTAURANT.A
PP20190814457 | 14-AUG-19 | 1545 |  | EDDY | ST | S3-304 | COMPLETE | 22-AUG-19 | PS2 INC | P-TRAPS TO BE ROMVED AND REPLACE IN KITCHEN AND BATHROOM.
PM20190815511 | 15-AUG-19 | 78 |  | TEHAMA | ST |  | ISSUED | 15-AUG-19 | KEVIN SULLIVAN HEATING & AIR INC. | TO COMPLY WITH NOV #201975662. INSTALL 2 ROOFTOP UNITS ONE SERVING THE 2ND FL AND THE OTHER SERVING THE 1ST FL AND BASEMENT. INSTALL EXPOSED DUCTWORK AND GRILLES AS SPECIFIED BY PLANS. BATHROOM FANS AND EXHAUST DUCTWORK INSTALLED.
PMW20190815183 | 15-AUG-19 | 3679 |  | 20TH | ST |  | ISSUED | 15-AUG-19 | ASSOCIATED HEATING OF SF | WORK CATEGORY: 2M ; REPLACEMENT OF 1 EXISTING FURNACE WITH 2 95% EFFICIENT FURNACES. NEW PVC EXHAUST PIPING & CONDENSATE DRAIN LINES.
PP20190815496 | 15-AUG-19 | 499 |  | ILLINOIS | ST | 110 | COMPLETE | 29-AUG-19 | PACIFIC COAST FIRE | #110: RELOCATING (12) HEADS FOR NEW OFFICES.
PW20190815174 | 15-AUG-19 | 1161 |  | GORGAS | AV |  | ISSUED | 15-AUG-19 | LUTZ PLUMBING INC | WORK CATEGORY: 1P; REPLACEMENT OF 5 SHOWER FAUCETS INSTALLATION OF WATER TREATMENT DEVICE ON WATER SERVICE AND STEAM UNIT IN THE DAY SPA-SENSPA
PP20190815487 | 15-AUG-19 | 1575 |  | INNES | AV |  | ISSUED | 15-AUG-19 | TACHTOOK TACKTOOK CONSTRUCTION | REMODEL KITCHEN BATHROOM AND WASHER/DRYER. NEW DUCTING FAN PLUMBING AND PLUMBING FIXTURES AS NEEDED.
PW20190815195 | 15-AUG-19 | 1033 |  | POLK | ST |  | ISSUED | 15-AUG-19 | BRIAN FUSCO PLUMBING | WORK CATEGORY: 2PA; 1033 AND 1037 POLK ST. COMMERCIAL DOWN AND RESIDENTIAL UP COMPLETE REMODEL.
PP20190815486 | 15-AUG-19 | 6115 |  | CALIFORNIA | ST |  | ISSUED | 15-AUG-19 | DARREN LEE | INSTAL FLOOR DRAIN AT REAR DOOR.
PMW20190815192 | 15-AUG-19 | 1115 |  | HAMPSHIRE | ST |  | ISSUED | 15-AUG-19 | M C MECHANICAL | WORK CATEGORY: 2M ; FURNACE REPLACEMENT
PP20190815520 | 15-AUG-19 | 321 |  | KIRKHAM | ST |  | ISSUED | 15-AUG-19 | ARNOLDS KITCHENS & BATHS | REMODEL OF MASTER BATHROOM HALL BATHROOM LAUNDRY ROOM REPLACE SHOWER PAN (IF APPLICABLE).
PP20190815517 | 15-AUG-19 | 1150 |  | 03RD | ST |  | ISSUED | 15-AUG-19 | AZUL WORKS INC. | INSPECTIONS FOR 120 FEET OF 6 INCH STORM DRAIN AND FOR 300 FEET OF 12 INCH STORM DRAIN.
PW20190815194 | 15-AUG-19 | 1275 |  | SACRAMENTO | ST |  | COMPLETE | 22-AUG-19 | BRIAN FUSCO PLUMBING | WORK CATEGORY: 1P; FINAL OUT PERMIT PW20190701159
PP20190815541 | 15-AUG-19 | 693 |  | SUTTER | ST |  | ISSUED | 15-AUG-19 | Y D CONSTRUCTION CO. INC. | 12 SHOWER PANS.
PM20190815544 | 15-AUG-19 | 2576 | 2578 | FOLSOM | ST | 0 | ISSUED | 15-AUG-19 | Y D CONSTRUCTION CO. INC. | TO OBTAIN A FINAL INSPECTION FOR WORK APPROVED UNDER PREVIOUS PERMIT PM20170224249.
PW20190815191 | 15-AUG-19 | 160 |  | SPEAR | ST |  | ISSUED | 15-AUG-19 | BAYLINE MECHANICAL INC | WORK CATEGORY: 5P; INSTALL TOILET URINALS AND BASINS AFTER NEW TILE IS INSTALLED. NO NEW ROUGH IN IS INCLUDED. TRIM ONLY INSPECTION. ALL WORK IS ON THE 19TH FLOOR
PW20190815171 | 15-AUG-19 | 1868 |  | CHURCH | ST |  | COMPLETE | 19-AUG-19 | SDP PLUMBING INC DBA MR. ROOTER PLUMBING | WORK CATEGORY: 1P; HOUSE TRAP
PP20190815527 | 15-AUG-19 | 756 |  | PAGE | ST | 3 | ISSUED | 15-AUG-19 | JOHNSTON TILE COMPANY | INSTALL WATERPROOF SHOWER PAN
PW20190815181 | 15-AUG-19 | 2224 |  | MARIPOSA | ST |  | COMPLETE | 23-AUG-19 | ALANSI'S ROOTER & PLUMBING | WORK CATEGORY: 1P; INSTALL NEW GAS PIPING FOR FIRE PLACE.
PP20190815488 | 15-AUG-19 | 765 |  | MARKET | ST | 22 | COMPLETE | 19-AUG-19 | NCMG GROUP INC DBA NEW CENTURY MARBLE | 4 SHOWER PANS
PP20190815535 | 15-AUG-19 | 155 |  | HAIGHT | ST | 210 | ISSUED | 15-AUG-19 | J. HO CONSTRUCTION INC | REMODEL KITCHEN & BATHROOM: NEW FIXTURES.
PW20190815180 | 15-AUG-19 | 2859 |  | FILBERT | ST |  | ISSUED | 15-AUG-19 | MADDEN PLUMBING LLC | WORK CATEGORY: 2PA; INSTALLATION OF RADIANT HEAT SYSTEM: FIRST FLOOR IN RAU BOARD (1) ZONE SECOND FLOOR IN ULTRAFINS (2) ZONES THIRD FLOOR IN ULTRAFINS (4) ZONES.
PW20190815193 | 15-AUG-19 | 1070 |  | DOLORES | ST |  | COMPLETE | 27-AUG-19 | KENNETH ASIRE PLUMBING | WORK CATEGORY: 2PB; TANKLESS WATER HEATER INSTALL.CONDO CONVERSION CC-8314
PP20190815492 | 15-AUG-19 | 300 |  | 16TH | ST |  | ISSUED | 15-AUG-19 | PAN-PACIFIC MECHANICAL LLC | WATER WASTE VENT AND GAS FOR T.I. RESTAURANT.
PP20190815504 | 15-AUG-19 | 2079 |  | MARKET | ST | 9 | ISSUED | 15-AUG-19 | CASMAN CONSTRUCTION INC | REMODEL (E) KITCHEN ADN BATHROOM. ADD UNDER COUNTER WASHER/DRYER.
PW20190815167 | 15-AUG-19 | 120 |  | KEARNY | ST |  | ISSUED | 15-AUG-19 | BAYLINE MECHANICAL INC | WORK CATEGORY: 5P; INSTALL ONE NEW DRINKING FOUNTAIN. ALL WORK IS ON THE 32ND FLOOR
PW20190815189 | 15-AUG-19 | 69 |  | SANTA PAULA | AV |  | COMPLETE | 22-AUG-19 | ACE PLUMBING & ROOTER | WORK CATEGORY: 1P; SEWER REPAIR
PP20190815503 | 15-AUG-19 | 1272 | 1274 | 18TH | AV |  | COMPLETE | 22-AUG-19 | RADIANT CONSTRUCTION COMPANY | TO RENEW PP20170922952 FOR FINAL. REPAIR SECTION OF DRAIN LINE CONNECTED TO DOWN SPOUT REF E201709227854.
PP20190815536 | 15-AUG-19 | 41 |  | SEWARD | ST | 3 | ISSUED | 15-AUG-19 | YIU CHEONG CONSTRUCTION CO INC | RENOVATE MASTER BATHROOM WITH NEW TOILET VANITY AND SHOWER STALL
PP20190815490 | 15-AUG-19 | 255 |  | KING | ST |  | COMPLETE | 23-AUG-19 | D M BUILDERS | UNIT 531: REMOVE & REPLACE KITCHEN AND BATHROOM SINKS FAUCETS & SUPPLY LINES. INSTALL BATHROOM TRIM INCLUDING SHOWER TRIM
PP20190815497 | 15-AUG-19 | 430 |  | BUSH | ST |  | ISSUED | 15-AUG-19 | AMERICAN INCORPORATED | 6TH FLR T.I IMPROVEMENT. BREAKROOM SINK ADD DRINKING FOUNTAIN REMODEL BATHROOMS
PP20190815491 | 15-AUG-19 | 255 |  | KING | ST |  | COMPLETE | 21-AUG-19 | D M BUILDERS | UNIT 904: REMOVE & REPLACE ALL PLUMBING. IE SINKS & FAUCETS & SUPPLY LINES. ALSO REMOVE & REPLACE BATH TRIM. 1 KITCHEN 2 BATHROOMS
PM20190815530 | 15-AUG-19 | 217 |  | FRANCISCO | ST | 0 | ISSUED | 15-AUG-19 | HALPIN CONSTRUCTION LLC DBA BRITANNIA RE | RENEW PM20180320811 FOR FINAL. REPLANCE FURNACE/FLUE
PP20190815493 | 15-AUG-19 | 430 |  | BUSH | ST |  | ISSUED | 15-AUG-19 | AMERICAN INCORPORATED | 1ST FLR T.I IMPROVEMENT. BREAKROOM SINK REMODEL BATHROOMS ADD 2 SHOWERS
PP20190815489 | 15-AUG-19 | 690 |  | MARKET | ST | 1705 | COMPLETE | 20-AUG-19 | NCMG GROUP INC DBA NEW CENTURY MARBLE | 1 SHOWER PAN
PP20190815506 | 15-AUG-19 | 900 |  | CHESTNUT | ST | 402 | ISSUED | 15-AUG-19 | CASMAN CONSTRUCTION INC | RELOCATE KITCHEN REMODEL (E) BATHROOM. ADD WASHER/DRYER.
PP20190815502 | 15-AUG-19 | 540 |  | BLANKEN | AV |  | ISSUED | 15-AUG-19 | BOLTER CONSTRUCTION | INSTALL BATH IN GARAGE. ONE SINK ONE TOILET ONE SHOWER & MOVE WASHER & DRYER LOCATION IN GARAGE.
PM20190815514 | 15-AUG-19 | 2251 |  | GREENWICH | ST |  | ISSUED | 15-AUG-19 | KEVIN SULLIVAN HEATING & AIR INC. | RENEWAL FOR PMW20180320442
PP20190815528 | 15-AUG-19 | 326 |  | PIERCE | ST | 8 | ISSUED | 15-AUG-19 | JOHNSTON TILE COMPANY | INSTALL WATERPROOF SHOWER PAN
PMW20190815172 | 15-AUG-19 | 37 |  | PRESIDIO | TR |  | ISSUED | 15-AUG-19 | PENINSULA HEATING | WORK CATEGORY: 1M; REPLACE 3 EXISTING HEATERS 1 FLUE AND DUCT WORK.
PMW20190815177 | 15-AUG-19 | 200 |  | EDGEHILL | WY |  | COMPLETE | 30-AUG-19 | BUILDING EFFICIENCY INC | WORK CATEGORY: 1M; REPLACE EXISTING FURNACE WITH A HEAT PUMP IN SAME LOCATION.
PW20190815168 | 15-AUG-19 | 317 |  | 28TH | ST |  | ISSUED | 15-AUG-19 | AFFORDABLE WATER HEATERS AND PLUMBING IN | WORK CATEGORY: 1P; REPLACE WATER HEATER SAME LOCATION
PW20190815170 | 15-AUG-19 | 111 |  | SUTTER | ST |  | ISSUED | 15-AUG-19 | AYOOB & PEERY PLUMBING | WORK CATEGORY: 4PB; 7TH FLOOR: ADD (27) RELOCATE (95) AND REMOVE (14) FIRE SPRINKLERS PER TENANT IMPROVEMENTS.REF#2019-0627-4626 JOB#: 19-674
PMW20190815187 | 15-AUG-19 | 2079 |  | 46TH | AV |  | COMPLETE | 21-AUG-19 | ASSOCIATED HEATING OF SF | WORK CATEGORY: 1M; FORCED AIR CENTRAL HEATING SYSTEM
PP20190815507 | 15-AUG-19 | 521 |  | HILL | ST |  | COMPLETE | 19-AUG-19 | TACHTOOK TACKTOOK CONSTRUCTION | SHOWER PAN PERMIT
PP20190815534 | 15-AUG-19 | 651 | 653 | 04TH | AV |  | ISSUED | 15-AUG-19 | HING WAH CONSTRUCTION INC | RENBEW PLUMBING PERMIT PP20180123143. ADD 1 FULL BATHROOM AND SHOWER PAN.
PP20190815508 | 15-AUG-19 | 1520 |  | STOCKTON | ST |  | ISSUED | 15-AUG-19 | WALSCHON FIRE PROTECTION INC | DEMOLISH A SECTION OF THE EXTG FIRE SUPPLY PIPING BELOW AND ABOVE GRADE DUE TO ACCOMMODATING NEW STRUCTURAL FOOTING BY OTHERS. INSTALL NEW SECTION OF FIRE SUPPLY PIPE AND REROUTE ABOVE GRADE THEN RECONNECT UNDER GROUND TO EXTG FIRE SUPPLY PIPE. REF APP#201703272445
PM20190815539 | 15-AUG-19 | 717 | 719 | 05TH | AV |  | ISSUED | 15-AUG-19 | BRUCE TEEL ASSOCIATES | REPLACE 2 EXISTING FURNACES.
PW20190815169 | 15-AUG-19 | 3 |  | BELL | CT |  | ISSUED | 15-AUG-19 | AFFORDABLE WATER HEATERS AND PLUMBING IN | WORK CATEGORY: 1P; REPLACE WATER HEATER SAME LOCATION
PP20190815526 | 15-AUG-19 | 217 |  | FRANCISCO | ST | 0 | ISSUED | 15-AUG-19 | HALPIN CONSTRUCTION LLC DBA BRITANNIA RE | RENEW PP20180320810 FOR FINAL. TWO BATHROOMS REMODEL ROMAN TUB (PAN)
PP20190815498 | 15-AUG-19 | 1675 |  | GREEN | ST | 5 | ISSUED | 15-AUG-19 | C W LEE PLUMBING CO | REMODEL BATHROOM AND KITCHEN. REPLACE FIXTUERS AS NEEDED.
PP20190815540 | 15-AUG-19 | 2090 |  | PACIFIC | AV |  | COMPLETE | 26-AUG-19 | ACE PLUMBING & ROOTER | BACKFLOW REPAIR
PP20190815501 | 15-AUG-19 | 1566 |  | CHURCH | ST |  | ISSUED | 15-AUG-19 | ANCO CONSTRUCTION COMPANY | UNIT 3 KITCHEN AND BATHROOM REMODEL
PP20190815505 | 15-AUG-19 | 900 |  | CHESTNUT | ST | 306 | ISSUED | 15-AUG-19 | CASMAN CONSTRUCTION INC | RELOCATE KITCHEN REMODEL (E) BATHROOM. ADD WASHER/DRYER.
PMW20190815175 | 15-AUG-19 | 37 |  | PRESIDIO | TR |  | ISSUED | 15-AUG-19 | PENINSULA HEATING | WORK CATEGORY: 1M; REPLACE 3 FURNACES 1 FLUE 1 WATER HEATER AND DUCT WORK IN GARAGE AREA
PP20190815521 | 15-AUG-19 | 260 |  | CALIFORNIA | ST | 1 | COMPLETE | 21-AUG-19 | LEGACY MECHANICAL & ENERGY SERVICES INC | BASEMENT: LIKE FOR LIKE REPLACEMENT OF (1) DOMESTIC WATER BOOSTER PUMP SKID PACKAGE
PW20190815184 | 15-AUG-19 | 131 |  | CHARLES | ST |  | COMPLETE | 28-AUG-19 | DISCOUNT PLUMBING CO | WORK CATEGORY: 1P; SEWER LINE AND HOUSE TRAP REPLACEMENT
PP20190815523 | 15-AUG-19 | 2467 |  | MISSION | ST |  | ISSUED | 15-AUG-19 | PARKSWAY CONSTRUCTION INC | ADA BATHROOM UPGRAGE WATER HEATER
PM20190815500 | 15-AUG-19 | 706 |  | 30TH | AV |  | ISSUED | 15-AUG-19 | BAY C T CONSTRUCTION INC | REPLACE EXISTING FURNACE NEW 75K BTU FURNACE. DUCTING AS NEEDED.
PW20190815176 | 15-AUG-19 | 376 |  | UNION | ST |  | COMPLETE | 19-AUG-19 | O'CONNOR PLUMBING & FIRE PROTECTION | WORK CATEGORY: 4PA; TO OBTAIN FINAL INSPECTION FOR EXPIRED PERMIT #PW20170920094
PW20190815190 | 15-AUG-19 | 160 |  | SPEAR | ST |  | ISSUED | 15-AUG-19 | BAYLINE MECHANICAL INC | WORK CATEGORY: 5P; INSTALL ONE NEW KITCHEN PANTRY. ALL WORK IS ON THE 19TH FLOOR
PW20190815173 | 15-AUG-19 | 141 |  | PARIS | ST |  | ISSUED | 15-AUG-19 | A B PLUMBING | WORK CATEGORY: 1P; INSTALL SHOWER PAN AND REPAIR 2 SHOWER DRAINS FROM SHOWER PAN
PP20190815532 | 15-AUG-19 | 3826 |  | ORTEGA | ST |  | ISSUED | 15-AUG-19 | HING WAH CONSTRUCTION INC | 1 FLOOR DRAIN AND ROOF DRAIN.
PW20190815182 | 15-AUG-19 | 40 |  | CASHMERE | ST | 0 | ISSUED | 15-AUG-19 | DEMAKAS PLUMBING & HEATING INC | WORK CATEGORY: 2PA; REMOVE AND REPLACE STORAGE TANK
PP20190815531 | 15-AUG-19 | 158 | 160 | CASELLI | AV |  | ISSUED | 15-AUG-19 | HING WAH CONSTRUCTION INC | 2 TANKLESS WATER HEATERS UNDERGROUND PLUMBING 2 SHOWER PANS 2 LAUNDRIES 2 KITCHENS 3.5 BATHS
PP20190815495 | 15-AUG-19 | 430 |  | BUSH | ST |  | ISSUED | 15-AUG-19 | AMERICAN INCORPORATED | 4TH FLR T.I IMPROVEMENT. BREAKROOM SINK ADD DRINKING FOUNTAIN REMODEL BATHROOMS
PP20190815525 | 15-AUG-19 | 2350 |  | WASHINGTON | ST | 9 & 11 | ISSUED | 15-AUG-19 | PS2 INC | UNIT 9 & 11 LEGALIZATOIN PER ORDINANCE 43-14:INSTALL FINSIHES PLUMBING FIXTURES LIKE FORLIKE.
PP20190815519 | 15-AUG-19 | 101 |  | LOMBARD | ST | 10 | COMPLETE | 20-AUG-19 | ZONA PLUMBING | NEW SHOWER VALVE INSTALL & REPLACE A TOILET & BATHROOM SINK.
PP20190815542 | 15-AUG-19 | 918 |  | GRANT | AV | 0 | ISSUED | 15-AUG-19 | GOLDEN ONE CONSTRUCTION INC | REMODEL 1 BATHROOM.
PW20190815179 | 15-AUG-19 | 4 |  | EMBARCADERO CENTER | * |  | ISSUED | 15-AUG-19 | GOLDEN GATE FIRE PROTECTION INC | WORK CATEGORY: 4PB; 19-219 RELOCATE 39 HEADS ON THE 39TH FLOOR AND 120 HEADS ON THE 40TH FLOOR
PM20190815510 | 15-AUG-19 | 2342 |  | 03RD | ST |  | ISSUED | 15-AUG-19 | KEVIN SULLIVAN HEATING & AIR INC. | INSTALL HYDRONIC WALL HEATERS IN EACH APARTMENT (18 UNITS). INSTALL VENTILATION AND EXHAUST FANS FOR THE COORIDORS. INSTALL BATHROOM EXHAUST FANS AND DUCT THAT TERMINATE AT THE ROOF; INSTALL BOILER IN ATTIC SPACE. (PIPING TO BE PERFORMED BY PLUMBING CONTRACTOR); VENTILATION FANS FOR 1ST FL BIKE ROOM & GARAGE EXHAUST DUCT FOR 1ST FL LAUNDRY & KITCHEN.
PM20190815533 | 15-AUG-19 | 651 | 653 | 04TH | AV |  | ISSUED | 15-AUG-19 | HING WAH CONSTRUCTION INC | RENEW MECHANICAL PERMIT PM20180123145.
PP20190815515 | 15-AUG-19 | 806 |  | 42ND | AV |  | ISSUED | 15-AUG-19 | WESTERN CITY CONSTRUCTION CO | CONSTRUCT 2 FULL BATHRMS AT GRND FLR.
PW20190815186 | 15-AUG-19 | 132 |  | NAVAJO | AV |  | COMPLETE | 23-AUG-19 | ACE PLUMBING & ROOTER | WORK CATEGORY: 1P; SEWER REPAIR
PM20190815485 | 15-AUG-19 | 81 |  | 05TH | AV |  | ISSUED | 15-AUG-19 | BLAZE FIREPLACES OF NO CAL | INSTALLING ONE FIREPLACE.
PP20190815518 | 15-AUG-19 | 48 |  | YUKON | ST |  | COMPLETE | 20-AUG-19 | C L O CONSTRUCTION | TWO SHOWER PANS
PP20190815509 | 15-AUG-19 | 2100 |  | MARKET | ST |  | COMPLETE | 30-AUG-19 | KEVIN SULLIVAN HEATING & AIR INC. | RENEW AND AMEND PERMIT PP20180817084. INSTALLATION OF 3 BOILERS & MECHANICAL FLUES FOR BOILERS AND 216 RADIATORS.
PP20190815513 | 15-AUG-19 | 2350 |  | UNION | ST | 10 | ISSUED | 15-AUG-19 | NOMELLINI CONSTRUCTION * ASK FOR ID * | UNIT 10: PLUMBING IN BATHROOM- NEW PLUMBING FIXTURES AS NEEDED.
PP20190815537 | 15-AUG-19 | 91 |  | WINFIELD | ST |  | ISSUED | 15-AUG-19 | SPECTRUM DEVELOPMENT CO. | ROUGHT AND FINSH PLUMBING FOR NEW BATH LAUNDRY ROOM GARAGE DRAIN LEVEL. ADD ADDITIONAL PEX TUBING TO EXISTING RADIANT HEAT SYSTEM IN GARAGE.
PW20190815185 | 15-AUG-19 | 1144 |  | BOWDOIN | ST |  | ISSUED | 15-AUG-19 | HARRIS WATER HEATERS | WORK CATEGORY: 1P; INSTALL 40 GALLON WATER HEATER.
PW20190815178 | 15-AUG-19 | 229 |  | BRANNAN | ST | 10 | ISSUED | 15-AUG-19 | EXPERT PLUMBING SOLUTIONS | WORK CATEGORY: 2PA; KITCHEN AND BATHROOM REMODEL
PW20190815188 | 15-AUG-19 | 450 |  | SUTTER | ST | 0 | COMPLETE | 19-AUG-19 | BACON PLUMBING CO. INC. | WORK CATEGORY: 2PA; REMOVE (2) BACKFLOW PREVENTORS IN SUITE 2310. SERIAL NUMBER: W361447SERIAL NUMBER: 40851BPCI# 18-019/19-001
PP20190815524 | 15-AUG-19 | 217 |  | FRANCISCO | ST | 0 | ISSUED | 16-AUG-19 | HALPIN CONSTRUCTION LLC DBA BRITANNIA RE | RENEW PP20180206549 FOR FINAL. REMODEL KITCHEN: NEW SINK AND FAUCET.
PP20190815499 | 15-AUG-19 | 250 |  | HOWARD | ST |  | COMPLETE | 16-AUG-19 | ALLIED FIRE PROTECTION | FACEBOOK TI LEVEL 2 FIRE SPRINKLERS: 10 ADDED UPRIGHTS 27 RELOCATED UPRIGHTS. 9 ADDED PENDENTS 46 TOTAL
PP20190815543 | 15-AUG-19 | 2576 | 2578 | FOLSOM | ST | 0 | ISSUED | 15-AUG-19 | Y D CONSTRUCTION CO. INC. | TO OBTAIN A FINAL INSPECTION FOR WORK APPROVED UNDER PREVIOUS PERMIT PP20170224250
PP20190815522 | 15-AUG-19 | 2217 |  | SAN JOSE | AV |  | ISSUED | 15-AUG-19 | GMBC CONSTRUCTION INC | RELOCATING PLUMBING FOR TOILET. TURN SINGLE VANITY TO DOUBLE.
PP20190815516 | 15-AUG-19 | 132 |  | JORDAN | AV |  | COMPLETE | 27-AUG-19 | WILSON REMODELING | RENEW PLUMBING PERM IT PP20180329138
PP20190815494 | 15-AUG-19 | 430 |  | BUSH | ST |  | ISSUED | 15-AUG-19 | AMERICAN INCORPORATED | 2ND FLR T.I IMPROVEMENT. BREAKROOM SINK ADD DRINKING FOUNTAIN REMODEL BATHROOMS
PP20190815529 | 15-AUG-19 | 677 |  | ELLIS | ST |  | ISSUED | 15-AUG-19 | PS2 INC | NEW ADU UNITS 13 & 14 PER ORIDINANCE 162-16 95-17 & 162.17: CONNECT SEWER LINES ISNTALL FINISHE PLUMIBNG THROUGHOUT.
PP20190815545 | 15-AUG-19 | 1390 |  | FELL | ST | 4 | ISSUED | 15-AUG-19 | SKYLIGHT TOOLS INC | UNIT 201: CONVERSION OF TUB/SHOWER COMBO INTO STANDING SHOWER IN MASTER. 2 BATHS
PP20190815538 | 15-AUG-19 | 140 |  | GRANVILLE | WY |  | ISSUED | 15-AUG-19 | C B PLUMBING (SEE ID & CONTRACTOR'S NOTE | INSTALL ONE NEW BATHROOM TOILET DOUBLE SINK SHOWER RELOCATE EXISTING LAUNDRY.
PP20190816568 | 16-AUG-19 | 101 |  | BANKS | ST |  | ISSUED | 16-AUG-19 | T L CONSTRUCTION CO | ADD SHOWER PAN TO EXISTING BATHROOM. RELOCATE FLOOR DRAIN. REPLACE EXISTING FIXTURES.
PW20190816203 | 16-AUG-19 | 1188 |  | LOMBARD | ST | 0 | ISSUED | 16-AUG-19 | ARCH PLUMBING INC | WORK CATEGORY: 1P; SECOND FLOOR BATHROOM AND LAUNDRY REMODEL
PM20190816550 | 16-AUG-19 | 356 |  | HOLYOKE | ST |  | ISSUED | 16-AUG-19 | RAY TOM CONSTRUCTION INC | ONE FURNACE.
PM20190816556 | 16-AUG-19 | 2115 |  | 21ST | AV |  | ISSUED | 16-AUG-19 | HEAVEN'S EARTH CO INC | RENEWAL OF EXPIRED PERMIT PM20180703846 FOR FINAL INSPECTION.
PP20190816566 | 16-AUG-19 | 16 |  | MONTEZUMA | ST |  | ISSUED | 16-AUG-19 | LDT TILE INC | SHOWER PAN
PP20190816555 | 16-AUG-19 | 555 |  | MIRAMAR | AV |  | ISSUED | 16-AUG-19 | HEAVEN'S EARTH CO INC | CONVERT (E) BATHROOM TO TWO FULL BATHROOMS AT GROUND FL. CONVERT (E) ONE BATHROOM TO TWO FULL BATHROOMS AT 2ND FL. TWO SHOWER PANS.
PMW20190816208 | 16-AUG-19 | 2324 |  | DIVISADERO | ST |  | ISSUED | 16-AUG-19 | OKELL'S FIREPLACE | WORK CATEGORY: 1M; INSTALL 1 DIRECT VENT GAS FIREPLACE PER MANUAL SPECS. GAS LINE BY OTHERS.
PMW20190816215 | 16-AUG-19 | 8 |  | RUSSIAN HILL | PL | 0 | COMPLETE | 26-AUG-19 | BROWNE HEATING | WORK CATEGORY: 1M; INSTALLING NEW FORCED AIR FURNACE AND DUCTING.
PMW20190816204 | 16-AUG-19 | 2715 |  | STEINER | ST |  | ISSUED | 16-AUG-19 | BRIAN FUSCO PLUMBING | WORK CATEGORY: 1M; REPLACE FLUE FOR WATER HEATER AN HEATER. MISC. ENVIRONMENTAL DUCTS.
PP20190816548 | 16-AUG-19 | 136 |  | KINGSTON | ST |  | ISSUED | 16-AUG-19 | RAY TOM CONSTRUCTION INC | INSTALL NEW 1IN GAS LINE FOR 1 NEW TANKESS WATER HEATER. REPLACE KITCHEN SINK AND FAUCET.
PW20190816217 | 16-AUG-19 | 4241 |  | 25TH | ST | 1 | ISSUED | 16-AUG-19 | PAGCO CONSTRUCTION INC. | WORK CATEGORY: 2PA; BATHROOM REMODEL.
PW20190816196 | 16-AUG-19 | 2746 |  | GOUGH | ST | 1 | COMPLETE | 21-AUG-19 | WISHART TILE | WORK CATEGORY: 1P; SHOWER PAN INSTALLATION
PMW20190816213 | 16-AUG-19 | 178 |  | HAIGHT | ST | 0 | ISSUED | 16-AUG-19 | OKELL'S FIREPLACE | WORK CATEGORY: 1M; INSTALL 1 DIRECT VENT GAS INSERT PER MANUAL SPECS. GAS LINE BY OTHERS.
PW20190816198 | 16-AUG-19 | 50 |  | FREMONT | ST |  | COMPLETE | 23-AUG-19 | ECONOMY PLUMBING | WORK CATEGORY: 1P; INSTALL 'GOSLYN GOS40' ELECTRIC GREASE TRAP
PMW20190816212 | 16-AUG-19 | 4344 |  | 26TH | ST |  | ISSUED | 16-AUG-19 | OKELL'S FIREPLACE | WORK CATEGORY: 1M; INSTALL 1 DIRECT VENT GAS FIREPLACE PER MANUAL SPECS. GAS LINE BY OTHERS.
PW20190816197 | 16-AUG-19 | 148 |  | BERTITA | ST |  | COMPLETE | 22-AUG-19 | SDP PLUMBING INC DBA MR. ROOTER PLUMBING | WORK CATEGORY: 1P; HOUSE TRAP
PW20190816202 | 16-AUG-19 | 3970 |  | 20TH | ST |  | ISSUED | 16-AUG-19 | AFFORDABLE WATER HEATERS AND PLUMBING IN | WORK CATEGORY: 1P; REPLACE WATER HEATER SAME LOCATION
PP20190816560 | 16-AUG-19 | 1730 |  | KIRKHAM | ST |  | ISSUED | 16-AUG-19 | YWUM ENT INC | CHANGE A KITCHEN & ADD FULL BATH.
PP20190816559 | 16-AUG-19 | 845 |  | PINE | ST | 0 | COMPLETE | 27-AUG-19 | R & L PLUMBING | REPAIR FLOOR DRAIN IN BOILER ROOM.
PM20190816547 | 16-AUG-19 | 376 |  | SAN CARLOS | ST | A | COMPLETE | 03-SEP-19 | INFINIUM AIR INC | REPLACE TOTAL OF TWO FURNACES AND AC UNITS IN SINGLE FAMILY
PW20190816201 | 16-AUG-19 | 2275 |  | BROADWAY | * |  | ISSUED | 16-AUG-19 | FAULT LINE PLUMBING INC | WORK CATEGORY: 8P; REPLACE STEAM BOILER: EXISTING UNIT HAS SERIAL # 211A-10302-1094 AND WILL BE DEMOLISHED AND REPLACED BY ONE NEW UNIT. REPLACE DHW BOILER: EXISTING UNIT HAS SERIAL NUMBER 760 H84-46234 AND WILL DEMOLISHED AND WILL BE REPLACED BY TWO NEW UNITS. SERIAL NUMBERS OF NEW UNITS NOT YET KNOWN BUT WILL BE ENTERED DURING PTO FILING.
PW20190816205 | 16-AUG-19 | 4321 |  | ANZA | ST |  | ISSUED | 16-AUG-19 | F W H ACQUISITION CO LLC DBA FAST WATER | WORK CATEGORY: 1P; REMOVE/REPLACE GAS WATER HEATER
PP20190816553 | 16-AUG-19 | 1225 |  | TAYLOR | ST | 301 | ISSUED | 16-AUG-19 | B-SIDE INC. | #301: INSTALL WASHER/DRYER IN CLOSET.
PM20190816551 | 16-AUG-19 | 6301 |  | 03RD | ST |  | ISSUED | 16-AUG-19 | KELL MECHANICAL HEATING AND AIR CONDI | RENEW APP# PM20180108727 FOR FINAL INSPECTION
PP20190816563 | 16-AUG-19 | 709 |  | YORK | ST |  | ISSUED | 16-AUG-19 | NIMA CONSTRUCTION | RENEWAL FOR EXPIRED PERMIT PP20180815998 FOR FINAL INSPECITON.
PW20190816216 | 16-AUG-19 | 1626 |  | SHRADER | ST |  | COMPLETE | 23-AUG-19 | FIVE STAR PLUMBING & ROOTER | WORK CATEGORY: 1P; SEWER LATERAL REPLACEMENT
PW20190816206 | 16-AUG-19 | 2525 |  | 22ND | AV |  | ISSUED | 16-AUG-19 | F W H ACQUISITION CO LLC DBA FAST WATER | WORK CATEGORY: 1P; REMOVE/REPLACE GAS WATER HEATER
PMW20190816211 | 16-AUG-19 | 315 |  | VALDEZ | AV |  | ISSUED | 16-AUG-19 | BUILDING EFFICIENCY INC | WORK CATEGORY: 1M; REPLACE EXISTING FURNACE WITH A HIGH EFFICIENCY UNIT.
PM20190816561 | 16-AUG-19 | 1730 |  | KIRKHAM | ST |  | ISSUED | 16-AUG-19 | YWUM ENT INC | CHANGE THE EXISTING FURNACE.
PP20190816565 | 16-AUG-19 | 3037 |  | TURK | BL |  | ISSUED | 16-AUG-19 | L R PLUMBING | BAHTROOM AND KITCHEN REMODEL. PLUMBING FOR WASHER
PMW20190816210 | 16-AUG-19 | 2179 |  | 27TH | AV |  | COMPLETE | 28-AUG-19 | OCEAN AIR HEATING | WORK CATEGORY: 1M; REPLACE EXISTING FURNACE IN GARAGE 1 NEW FURNACES IN SAME LOCATION.HOOK UP TO EXISTING DUCT WORK¿ BOOTS GAS VENT FLUE ELECTRICAL.
PP20190816549 | 16-AUG-19 | 356 |  | HOLYOKE | ST |  | ISSUED | 16-AUG-19 | RAY TOM CONSTRUCTION INC | 2 BATHROOMS ONE LAUNDRY ROOM AND NEW GAS LINE AND WATER HEATER.
PW20190816214 | 16-AUG-19 | 2248 |  | 15TH | ST |  | ISSUED | 16-AUG-19 | EOIN DE BARRA PLUMBING | WORK CATEGORY: 8P; REPLACING TWO TANKLESS UNITS WITH COMBO BOILER
PP20190816569 | 16-AUG-19 | 112 |  | LIBERTY | ST |  | ISSUED | 16-AUG-19 | DROUET PLUMBING | REDO TWO BATHROOMS AND TRIM ONE BATH. ONE NEW WATER HEATER WITH A FLOOR CONDANSATE DRAIN. ONE NEW GAS LINE TO THE BACK YARD.
PP20190816552 | 16-AUG-19 | 2308 |  | DIVISADERO | ST |  | ISSUED | 16-AUG-19 | CHTCHETININ CONSTRUCTION | REPLACE FIXTURES IN 1 KITCHEN 3 BATHROOMS INCLUDING NEW TOLET BOWLS NEW STOP/ANGLE VALVES.
PP20190816567 | 16-AUG-19 | 3919 |  | 22ND | ST |  | COMPLETE | 28-AUG-19 | LDT TILE INC | SHOWER PAN
PP20190816558 | 16-AUG-19 | 950 |  | TENNESSEE | ST |  | ISSUED | 16-AUG-19 | THOMPSON BUILDERS CORP/WEST BAY BUILDERS | INSTALL 50LF OF U/G STORM DRAINAGE PIPE ON SITE.
PM20190816564 | 16-AUG-19 | 709 |  | YORK | ST |  | COMPLETE | 22-AUG-19 | NIMA CONSTRUCTION | RENEWAL FOR EXPIRED PERMIT PM20180815996 FOR FINAL INSPECTION.
PW20190816209 | 16-AUG-19 | 1575 |  | 05TH | AV |  | ISSUED | 16-AUG-19 | GALLAHER COMPANY DBA 1 HR DRAIN | WORK CATEGORY: 2PA; REMOVE AND REPLACE 40 GALLON SKINNY WATER HEATER LIKE FOR LIKE
PW20190816219 | 16-AUG-19 | 575 |  | 12TH | AV | 0 | COMPLETE | 22-AUG-19 | BAY AREA MECHANICAL & ENG | WORK CATEGORY: 8P; INSTALLATION OF STEAM BOILER.
PP20190816557 | 16-AUG-19 | 2115 |  | 21ST | AV |  | ISSUED | 16-AUG-19 | HEAVEN'S EARTH CO INC | RENEWAL OF EXPIRED PERMIT PP20180413535 FOR FINAL INSPECTION.
PW20190816207 | 16-AUG-19 | 550 |  | KEARNY | ST |  | ISSUED | 16-AUG-19 | R L H FIRE PROTECTION INC | WORK CATEGORY: 4PB; RELOCATE 7 PENDENT ADD 9 UPRIGHT ADD 2 PENDENT AND RELOCATE 45 UPRIGHT SPRINKLERS.
PM20190816554 | 16-AUG-19 | 1747 | 1749 | CAYUGA | AV |  | ISSUED | 16-AUG-19 | ENRIGHT HEATING AND AIR CONDITIONING | INSTALL FURNACES AND DUCTS FOR BOTH UNITS
PW20190816218 | 16-AUG-19 | 790 |  | CALIFORNIA | ST | 0 | COMPLETE | 22-AUG-19 | BAY AREA MECHANICAL & ENG | WORK CATEGORY: 8P; REPLACE EXISTING STEAM BOILER.
PW20190816199 | 16-AUG-19 | 575 |  | MARKET | ST |  | COMPLETE | 27-AUG-19 | ROUNTREE PLUMBING & HEATING INC. | WORK CATEGORY: 11P; REMOVAL OF HAZARDSREMOVAL OF ONE BACKFLOW DEVICE WATTS RP LF009 ON ROOF PIPING DEMO'D AND NOODLES AIR SCRUBBER EQUIPMENT REMOVED. SERIAL #169928REMOVAL OF ONE BACKFLOW DEVICE WATTS RP LF009 IN MEZZANINE AT MEN'S RESTROOM. MEZZANINE AND WATER HEATER COMPLETELY DEMO'D FOR NEW CONSTRUCTION OF NEW AMAZON MARKET. SERIAL #015816NEW PLUMBING WORK AT THIS LOCATION COMPLETE AND FINALED PER PERMIT #20181031678
PW20190816200 | 16-AUG-19 | 234 |  | 10TH | AV |  | ISSUED | 16-AUG-19 | RENSTROM PLMBG & HEATING | WORK CATEGORY: 1P; GUEST BATH REMODEL TOILET SINK AND SHOWER
PP20190816562 | 16-AUG-19 | 2415 |  | 47TH | AV |  | ISSUED | 16-AUG-19 | HOMEOWNER'S PERMIT | TRIM ONE BATHROOM (ROUGH INSPECTION UNDER SEPERATE PLUMBING PERMIT) TIE IN ONE DECK DRAIN ADD TWO HOSE BIBBS.
PW20190817220 | 17-AUG-19 | 2661 |  | UNION | ST |  | ISSUED | 17-AUG-19 | SAN YI PLUMBING LTD. | WORK CATEGORY: 2PA; INSTALL ONE NEW BATHROOM AND SHOWER PAN .
PW20190818221 | 18-AUG-19 | 815 |  | RHODE ISLAND | ST |  | ISSUED | 18-AUG-19 | ALLIANCE PLUMBING WORKS INC | WORK CATEGORY: 2PA; REMODEL KITCHEN AND BATHROOM.
PP20190819575 | 19-AUG-19 | 245 |  | 11TH | AV |  | ISSUED | 19-AUG-19 | SMART PLUMBING | AMEND PP20190107973: 1 SHOWER PAN.
PMW20190819225 | 19-AUG-19 | 1000 |  | TOMPKINS | AV |  | ISSUED | 19-AUG-19 | KEVIN SULLIVAN HEATING & AIR INC. | WORK CATEGORY: 5M; INSTALL 3(N) EXHAUST FANS; INSTALL 3(N) HEAT PUMPS; INSTALL 1(N) VENT; DUCTWORK
PW20190819222 | 19-AUG-19 | 678 |  | HAIGHT | ST |  | ISSUED | 19-AUG-19 | K A LAU CONSTRUCTION | WORK CATEGORY: 1P; REPLACE DAMAGED TOILET AND VANITY IN BATHROOM
PP20190819579 | 19-AUG-19 | 1431 |  | CABRILLO | ST |  | ISSUED | 19-AUG-19 | LUO'S CONSTRUCTION COMPANY **CHECK ID*** | FOR UNIT 1433: REPLACE A HOUSE TRAP AND 4" SEWER PIPE ABOUT 9 FEET.
PP20190819611 | 19-AUG-19 | 152 |  | 07TH | AV |  | ISSUED | 19-AUG-19 | JACK STRONG PLUMBING & BUILDING SERVICES | REPLACE KITCHEN FAUCET REPAIR/REPLACE DRAINS VENT WATER AS NEEDED.
PW20190819235 | 19-AUG-19 | 414 |  | DUBOCE | AV |  | COMPLETE | 23-AUG-19 | ACE PLUMBING & ROOTER | WORK CATEGORY: 1P; SEWER REPAIR
PM20190819601 | 19-AUG-19 | 171 |  | LEXINGTON | ST |  | ISSUED | 19-AUG-19 | AM CONSTRUCTION INC | TO COMPLY WITH PHYSICAL INSPECTION REPORT CC-8358.
PP20190819576 | 19-AUG-19 | 131 |  | BELVEDERE | ST |  | ISSUED | 19-AUG-19 | AGUILERA CONSTRUCTION COMPANY | PLUMBING REPAIR- INSTALL TUB AND SINK WATER LINE.
PW20190819224 | 19-AUG-19 | 1349 |  | GUERRERO | ST |  | ISSUED | 19-AUG-19 | AFFORDABLE WATER HEATERS AND PLUMBING IN | WORK CATEGORY: 1P; REPLACE WATER HEATER SAME LOCATION
PP20190819596 | 19-AUG-19 | 1569 |  | GROVE | ST |  | ISSUED | 19-AUG-19 | L E C A CONSTRUCTION LLC | ADD A NEW SINK IN THE ATTIC DECK AREA.
PP20190819585 | 19-AUG-19 | 659 |  | ATHENS | ST |  | ISSUED | 19-AUG-19 | T & M CONSTRUCTION | REMODELING BATHROOM AND KITCHEN NEW LOCATION FOR WATER HEATER.
PW20190819238 | 19-AUG-19 | 2111 |  | 26TH | ST | 101 | COMPLETE | 26-AUG-19 | PRO PLUMBING & FIRE SPRINKLER INC | WORK CATEGORY: 1P; REPLACE 4'' DCDA ON FIRE SERVICE LINE
PW20190819239 | 19-AUG-19 | 835 |  | URBANO | DR |  | ISSUED | 19-AUG-19 | PARKS PLUMBING INC | WORK CATEGORY: 1P; REPLACING SEWER MAIN AND UNDERGROUND RAIN LEADERS
PP20190819571 | 19-AUG-19 | 641 |  | 08TH | AV |  | COMPLETE | 21-AUG-19 | PATRICK COAKLEY CONSTRUCTION | SHOWER PAN INSTALL
PW20190819223 | 19-AUG-19 | 66 |  | CORWIN | ST | 0 | COMPLETE | 26-AUG-19 | GEORGE SALET PLUMBING INC | WORK CATEGORY: 1P; RE-ROUTE EXISTING SEWER LINE FROM POINT OF CONNECTION AT 4" SEWER LINE IN GARDEN AREA LEFT OF MAIN TO EXISTING SEWER NEXT TO STREET TRAP
PW20190819231 | 19-AUG-19 | 320 |  | SANTA ANA | AV |  | COMPLETE | 28-AUG-19 | GAGNE BROS. DBA BENJAMIN FRANKLIN PLUMBI | WORK CATEGORY: 1P; REPLACING HOUSE TRAP
PW20190819228 | 19-AUG-19 | 267 |  | 25TH | AV | 0 | COMPLETE | 23-AUG-19 | ACCURATE FIRE PROTECTION | WORK CATEGORY: 4PA; FINAL INSPECTION FOR THE FIRE SPRINKLER SYSTEM THE ORIGINAL PERMIT EXPIRED AND JUST NEED TO HAVE THE FINAL SIGNED OFF.
PW20190819232 | 19-AUG-19 | 91 |  | LYDIA | AV |  | COMPLETE | 29-AUG-19 | HARRIS WATER HEATERS | WORK CATEGORY: 1P; INSTALL 40 GALLON WATER HEATER.
PP20190819598 | 19-AUG-19 | 171 |  | LEXINGTON | ST |  | ISSUED | 19-AUG-19 | AM CONSTRUCTION INC | TO COMPLY WITH PHYSICAL INSPECTION REPORT CC-8358.
PMW20190819230 | 19-AUG-19 | 825 |  | SILLIMAN | ST |  | COMPLETE | 28-AUG-19 | BLAZE FIREPLACES OF NO CAL | WORK CATEGORY: 1M; INSTALLING ONE FIREPLACE
PP20190819583 | 19-AUG-19 | 2424 |  | GREEN | ST |  | COMPLETE | 27-AUG-19 | MARIN MECHANICAL INC | NEW GASLINE TO EXTERIOR FIRE PIT
PM20190819605 | 19-AUG-19 | 2174 |  | 28TH | AV |  | ISSUED | 19-AUG-19 | ROCKLAND CONSTRUCTION GROUP INC | TO OBTAIN A FINAL INSPECTION FOR WORK APPROVED UNDER PREVIOUS PERMIT PM20161006601.
PW20190819234 | 19-AUG-19 | 155 |  | MONTGOMERY | ST |  | ISSUED | 19-AUG-19 | KMC DESIGN GROUP | WORK CATEGORY: 6PA; NEW WATER HEATER FLOOR SINKS HAND SINK AND/3 COMP SINK ON THE 1ST FLOOR. KMC #19128
PP20190819607 | 19-AUG-19 | 15 |  | ERVINE | ST |  | ISSUED | 19-AUG-19 | SEARS HOME IMPROVEMT PROD | RENEW PERMIT PP20160726465 FOR FINAL INSPECTION.
PP20190819588 | 19-AUG-19 | 571 |  | CAMPBELL | AV |  | ISSUED | 19-AUG-19 | ORO PRO PLUMBING INC | AMEMDMENT TO PP20190731042 NEW SEWER LATERAL AND HOUSE TRAP
PP20190819584 | 19-AUG-19 | 1265 |  | BATTERY | ST |  | FILED | 19-AUG-19 | HP BUILD | SHOWER PAN PERMIT
PM20190819570 | 19-AUG-19 | 130 |  | VALDEZ | AV |  | ISSUED | 19-AUG-19 | KEJET INC DBA CERTIFIED HEATING & AIR CO | FURNACE REPLACEMENT ONLY AFUE 96
PP20190819592 | 19-AUG-19 | 765 |  | VERMONT | ST | 2 | ISSUED | 19-AUG-19 | THE ALCAZAR PLUMBING COMPANY | (2) NEW AREA DRAIN FOR RAIN WATER UNDERNEATH THE REAR DECK.
PM20190819603 | 19-AUG-19 | 173 | 175 | LEXINGTON | ST |  | ISSUED | 19-AUG-19 | AM CONSTRUCTION INC | TO COMPLY WITH PHYSICAL INSPECTION REPORT CC-8359.
PP20190819572 | 19-AUG-19 | 3016 |  | WASHINGTON | ST |  | ISSUED | 19-AUG-19 | SMART PLUMBING | LOWER LEVEL: REMODELING KITCHEN 2 BATHROOMS WITH SHOWER PAN NEW WATER HEATER GASLINE.
PP20190819591 | 19-AUG-19 | 1855 |  | 15TH | ST | 0 | COMPLETE | 27-AUG-19 | AYOOB & PEERY PLUMBING | 1ST FLOOR: ADD 1 FIRE SPRINKLER PER TENANT IMPROVEMENT. REF # 2019-0812-8574
PP20190819600 | 19-AUG-19 | 173 | 175 | LEXINGTON | ST |  | ISSUED | 19-AUG-19 | AM CONSTRUCTION INC | TO COMPLY WITH PHYSICAL INSPECTION REPORT CC-8359.
PP20190819587 | 19-AUG-19 | 1265 |  | BATTERY | ST |  | ISSUED | 19-AUG-19 | HP BUILD | 1 SHOWER PAN.
PP20190819574 | 19-AUG-19 | 1386 |  | REVERE | AV |  | ISSUED | 19-AUG-19 | GMBC CONSTRUCTION INC | NEW BATHROOM AND KITCHEN
PP20190819595 | 19-AUG-19 | 713 |  | SHRADER | ST |  | ISSUED | 19-AUG-19 | DESIGN MAX CONSTRUCTION | REPLACE KITCHEN SINK & FIXTURES; INSTALL WASHER/DRYER INTO (E) CLOSET.
PP20190819594 | 19-AUG-19 | 604 |  | CAPP | ST |  | ISSUED | 19-AUG-19 | TOMMY TUNG PLUMBING | LEGALIZE BATHROOM AT BASEMENT LEVEL. SHOWER PAN AND LAUNDRY SINK. NEW PLUMBING FIXTURES PLUMBING AND VENTS AS NEEDED.
PP20190819589 | 19-AUG-19 | 188 |  | BANKS | ST |  | ISSUED | 19-AUG-19 | SUPER BUILDERS | REMODEL KITCHEN.
PP20190819590 | 19-AUG-19 | 1941 |  | NORIEGA | ST | 8 | ISSUED | 19-AUG-19 | PROSPER CONSTRUCTION DEVELOPMENT INC | REMODEL 2 BATHROOMS & KITCHEN; LIKE FOR LIKE.
PP20190819582 | 19-AUG-19 | 1331 |  | COLUMBUS | AV |  | ISSUED | 19-AUG-19 | J K CONSTRUCTION CO | 2ND FL - REPLACE 2ND FLOOR BATH TOILET AND SINK
PW20190819242 | 19-AUG-19 | 79 |  | CLIPPER | ST |  | ISSUED | 19-AUG-19 | CJ PLUMBING | WORK CATEGORY: 2PA; REMODEL 2 BATHROOM 1 KITCHEN AND 1 LAUNDRY ROOM
PP20190819609 | 19-AUG-19 | 355 |  | FULTON | ST |  | ISSUED | 19-AUG-19 | B-SIDE INC. | UNIT 501: PROVIDE PLUMBING FOR (E) BATHROOM (E) KITCHEN (E) WASHER/DRYERS.
PP20190819606 | 19-AUG-19 | 2174 |  | 28TH | AV |  | ISSUED | 19-AUG-19 | ROCKLAND CONSTRUCTION GROUP INC | TO OBTAIN A FINAL INSPECTION FOR WORK APPROVED UNDER PREVIOUS PERMIT PP20171213144.
PP20190819580 | 19-AUG-19 | 670 |  | LOMBARD | ST |  | ISSUED | 19-AUG-19 | SURE INC. | RENEW PERMIT PP20180815008
PW20190819237 | 19-AUG-19 | 840 |  | MOUNT VERNON | AV |  | ISSUED | 19-AUG-19 | EARTHQUAKE ENTERPRISES INC DBA HETHERING | WORK CATEGORY: 2PA; INSTALLATION OF SHOWER PAN MEMBRANE
PW20190819240 | 19-AUG-19 | 1729 |  | LYON | ST | 0 | COMPLETE | 21-AUG-19 | FIVE STAR PLUMBING & ROOTER | WORK CATEGORY: 1P; SEWER LATERAL REPLACEMENT
PP20190819593 | 19-AUG-19 | 1384 |  | FLORIDA | ST |  | ISSUED | 19-AUG-19 | THE ALCAZAR PLUMBING COMPANY | GAS MAIN LINE REPLACEMENT FROM METER TO MAIN EXISTING LINE INSIDE THE HOSUE. INSTALL NEW GAS LINE FOR A WALL HEATER PP20190701195
PW20190819241 | 19-AUG-19 | 2711 |  | SCOTT | ST |  | COMPLETE | 26-AUG-19 | ANAYA TILE STONE INC | WORK CATEGORY: 1P; SHOWER PAN INSTALLATION
PW20190819229 | 19-AUG-19 | 260 |  | TOWNSEND | ST |  | ISSUED | 19-AUG-19 | BACKFLOW PREVENTION SPECIALISTS INC | WORK CATEGORY: 11P; REPLACE ONE (1) BACKFLOW SN# 121717 ON THE CHILLER MAKE UP LOCATED IN THE MECHANICAL ROOM
PMW20190819236 | 19-AUG-19 | 271 |  | MANGELS | AV |  | ISSUED | 19-AUG-19 | AM. BUSINESS MGMT DBA: THE ENERGY HOUSE | WORK CATEGORY: 1M; FIREPLACE FLUE INSTALLATION
PP20190819610 | 19-AUG-19 | 355 |  | FULTON | ST |  | ISSUED | 19-AUG-19 | B-SIDE INC. | UNIT 201: PROVIDE PLUMBING FOR (E) BATHROOM (E) KITCHEN (E) WASHER/DRYERS.
PMW20190819226 | 19-AUG-19 | 2256 |  | 15TH | ST | 0 | ISSUED | 19-AUG-19 | SCHMITT HEATING CO INC | WORK CATEGORY: 1M; REPLACE EXISTING HEATER WITH NEW FURNACE AND CONNECT TO EXISTING FLUE.
PM20190819608 | 19-AUG-19 | 379 |  | LAKESHORE | DR |  | ISSUED | 19-AUG-19 | S L MECHANICAL CONTRACTOR | RENEWAL OF EXPIRED PERMIT PMW20170717518 FOR FINAL INSPECTION.
PW20190819227 | 19-AUG-19 | 101 |  | CALIFORNIA | ST |  | COMPLETE | 27-AUG-19 | GOLDEN GATE FIRE PROTECTION INC | WORK CATEGORY: 4PB; 19-224 RELOCATE 42 HEADS IN THE RESTROOMS ON THE 42TH FLOOR
PP20190819597 | 19-AUG-19 | 31 | 33 | BEULAH | ST |  | COMPLETE | 27-AUG-19 | M N CONSTRUCTION | RENEWAL OF EXPIRED PLUMBING #PP20180524700---(INSTALL REQUIRED PLUMBING PIPES FOR 1/F (1) BATHROOM WETBAR 5 FLOOR DRAINS FURNACE WATER HEATER LAUDNRY CATCH BASIN & SUMP PUMP. 2/F: 2 BATHROOMS KITCHEN LAUNDRY. 3/F LAUNDRY WATER HEATER.)
PP20190819573 | 19-AUG-19 | 888 |  | HOWARD | ST |  | COMPLETE | 23-AUG-19 | ECO FIRE SPRINKLERS INC | LOBBY: MOVE A PENDENT SPRINKLER UP IN AREA OF WORK FOR RENOVATION.
PM20190819586 | 19-AUG-19 | 659 |  | ATHENS | ST |  | ISSUED | 19-AUG-19 | T & M CONSTRUCTION | RELOCATING FURNACE TO ATTIC
PP20190819599 | 19-AUG-19 | 1755 |  | 11TH | AV |  | COMPLETE | 27-AUG-19 | SAVE NOW PLMBING | REPLACE WATER MAIN
PP20190819577 | 19-AUG-19 | 150 |  | SPEAR | ST |  | ISSUED | 19-AUG-19 | GOLDEN GATE FIRE PROTECTION INC | 16/F: NEW FIRE SPRINKLERS DUE TO T.I.
PP20190819581 | 19-AUG-19 | 846 |  | 34TH | AV |  | COMPLETE | 22-AUG-19 | AN DUN CONSTRUCTION | SHOWER PAN
PP20190819578 | 19-AUG-19 | 1133 |  | BRUSSELS | ST |  | ISSUED | 19-AUG-19 | HOME QUALITY REMODELING | 1ST FL: BATHROOM REMODEL LIKE TO LIKE. SHOWER PAN.
PP20190819604 | 19-AUG-19 | 33 |  | ELMIRA | ST |  | ISSUED | 19-AUG-19 | ROCKLAND CONSTRUCTION GROUP INC | TO OBTAIN A FINAL INSPECTION FOR WORK APPROVED UNDER PREVOIUS PERMIT PP20180305345.
PW20190819233 | 19-AUG-19 | 2174 |  | UNION | ST |  | ISSUED | 19-AUG-19 | O LEARY PLUMBING INC | WORK CATEGORY: 2PA; APARTMENT REMODEL CONSISTING OF KITCHEN BATHROOM LAUNDRY ROOM & TANKLESS WATER HEATER.
PM20190820617 | 20-AUG-19 | 825 |  | SILLIMAN | ST |  | ISSUED | 20-AUG-19 | BING'S HEATING & COOLING CO | INSTALL 2 FURNACE AND WATER HEATER FLUE.
PW20190820278 | 20-AUG-19 | 444 |  | MYRA | WY |  | ISSUED | 20-AUG-19 | ARB INC | WORK CATEGORY: 1P; GAS HOUSELINE EXT
PP20190820651 | 20-AUG-19 | 2546 |  | FOLSOM | ST |  | ISSUED | 20-AUG-19 | DUNNE PLUMBING | REPIPE NEW KITCHEN.
PP20190820624 | 20-AUG-19 | 70 |  | WEBSTER | ST |  | ISSUED | 20-AUG-19 | ZHIZHAO LIU CONSTRUCTION CO | TO RENEW PP20180411468
PP20190820647 | 20-AUG-19 | 542 |  | RHODE ISLAND | ST |  | ISSUED | 20-AUG-19 | HANDY CONSTRUCTION TEAM INC | PROVIDE NEW GAS/WATER - HOT/COLD FOR NEW BATHROOM AND LAUNDRY ROOM ON GROUND FLOOR/GARAGE LEVEL WATER HEATER SHOWER SINK VANITY WASHER/DRYER.
PW20190820257 | 20-AUG-19 | 376 |  | GREEN | ST |  | ISSUED | 20-AUG-19 | RENSTROM PLMBG & HEATING | WORK CATEGORY: 1P; NEW HOUSE TRAP AND PARTIAL SEWER
PW20190820262 | 20-AUG-19 | 39 |  | UNIVERSITY | ST |  | COMPLETE | 28-AUG-19 | O'CONNOR PLUMBING & FIRE PROTECTION | WORK CATEGORY: 1P; REPAIR SEWER PIPING AT SIDEWALK LOCATION.
PW20190820285 | 20-AUG-19 | 757 |  | LAKEVIEW | AV |  | ISSUED | 20-AUG-19 | EXPERT ROOTER AND PLUMBING INC. | WORK CATEGORY: 1P; MAIN SEWER LINE REPLACEMENT
PW20190820279 | 20-AUG-19 | 3 |  | EMBARCADERO CENTER | * |  | ISSUED | 20-AUG-19 | D P W INC. | WORK CATEGORY: 5P; WORK TO BE PERFORMED ON THE 8TH FLOOR.ONE BREAKROOM SINK/FAUCET LACTATION ROOM SINK AND FAUCET. COLD WATER SUPPLY TO ONE OWNER SUPPLIED APPLIANCE AT COFFEE ROOM.
PW20190820266 | 20-AUG-19 | 2939 |  | WEBSTER | ST |  | ISSUED | 20-AUG-19 | MOONLIGHT PLUMBING | WORK CATEGORY: 1P; RELOCATE TOILET 2 VANITIES TOILET REMODEL KITCHEN IN EXISTING LOCATION
PMW20190820267 | 20-AUG-19 | 63 |  | DIGBY | ST |  | COMPLETE | 28-AUG-19 | ASSOCIATED HEATING OF SF | WORK CATEGORY: 1M; FURNACE REPLACEMENT WITH STAINLESS STEEL FLUE LINER
PMW20190820260 | 20-AUG-19 | 325 |  | SURREY | ST |  | ISSUED | 20-AUG-19 | APOLLO HEATING & VENT | WORK CATEGORY: 1M; FURNACE REPLACEMENT
PP20190820650 | 20-AUG-19 | 361 |  | CHURCH | ST |  | ISSUED | 20-AUG-19 | SASSO CONSTRUCTION INC. | KITCHEN REMODEL
PW20190820287 | 20-AUG-19 | 3673 |  | JACKSON | ST |  | ISSUED | 20-AUG-19 | STEPHEN FITZSIMON | WORK CATEGORY: 2PA; REMODEL GUEST HOUSE. 1# BATHROOM 1# KITCHEN 2# WASHER / DRYER. COMBINATION DOMESTIC HOT WATER AND RADIANT HEATING.
PMW20190820253 | 20-AUG-19 | 1130 |  | TREAT | AV |  | COMPLETE | 28-AUG-19 | ASSOCIATED HEATING OF SF | WORK CATEGORY: 1M; FURNACE REPLACEMENT WITH NEW PVC EXHAUST PIPING
PP20190820639 | 20-AUG-19 | 2350 |  | UNION | ST | 0 | ISSUED | 20-AUG-19 | THORPE DESIGN INC | INSTALL NEW DEDICATED FIRE SERVICE FOR FIRE SPRINKLERS.
PP20190820631 | 20-AUG-19 | 1388 |  | 10TH | AV |  | ISSUED | 20-AUG-19 | STEADFAST BAY CONSTRUCTION | 3 BATHROOM FULL 1 SHOWER PAN 1 KITCHEN BACKFLOW IN BASEMENT BATHROOM.
PP20190820626 | 20-AUG-19 | 698 |  | BUSH | ST | 306 | ISSUED | 20-AUG-19 | B-SIDE INC. | UNIT 306: NEW KITCHEN SINK
PW20190820251 | 20-AUG-19 | 828 |  | HURON | AV |  | ISSUED | 20-AUG-19 | TROMBORG ROYAL PLUMBING & HEATING | WORK CATEGORY: 1P; GAS LINE CONNECTION FOR FAU CHANGE OUT FLUE PIPE MODIFICATION / CORRECTION. $0 GALLON WATER HEATER CHANGE-OUT.
PP20190820628 | 20-AUG-19 | 381 |  | TERESITA | BL |  | ISSUED | 20-AUG-19 | PRO COM HOME SERVICES CALIFORNIA INC | WHOLE HOUSE PLUMBING UPGRADE 1 SHOWER PAN
PP20190820632 | 20-AUG-19 | 1642 |  | YOSEMITE | AV |  | ISSUED | 20-AUG-19 | BARKER HEATING & AIR CONDITIONING LLC | REPLACE 400 GALLON WATER HEATER IN GARAGE
PW20190820280 | 20-AUG-19 | 651 |  | SCOTT | ST |  | ISSUED | 20-AUG-19 | HONG WEI CONSTRUCTION INC | WORK CATEGORY: 1P; REPLACEMENT AND INSTALL NEW SEWER SYSTEM HOT AND COLD WATER PIPES GAS PIPE FOR FOUR FULL BATHROOMS FOUR KITCHEN SINKS AND LAUNDRY ROOM IN THE GROUND FLOOR AREA.
PW20190820281 | 20-AUG-19 | 430 |  | MYRA | WY |  | ISSUED | 20-AUG-19 | ARB INC | WORK CATEGORY: 1P; GAS HOUSELINE EXT
PP20190820654 | 20-AUG-19 | 850 |  | SACRAMENTO | ST |  | ISSUED | 20-AUG-19 | FOTENOY ENGINEERING | STORM LINE AND MANHOLE INSTALLTION SEWER LINE CONNECTION
PW20190820259 | 20-AUG-19 | 101 |  | HYDE | ST |  | ISSUED | 20-AUG-19 | AYOOB & PEERY PLUMBING | WORK CATEGORY: 5P; RESTAURANT 1ST FLOOR: NEW COMMERCIAL KITCHEN INCLUDING HAND-SINK MULTI-COMPARTMENT SINKS. POC TO GAS APPLIANCES AND COMMERCIAL DISHWASHER. (1) GREASE INTERCEPTOR (14) FLOOR DRAINS W/ TP (10) FLOOR SINKS AND WATER HEATER.MEN'S/WOMEN'S RR: (6) WATER CLOSETS 1 TROUGH LAVATORY W/ (3) ADA FAUCETS (1) ADA WALL MOUNT LAVATORY W/ ADA FAUCET (1) ADA URINAL (2) FLOOR DRAINS W/ TP (1) DRINKING FOUNTAIN AND (1) JANITORS MOP SINK. JOB#: 19-031
PMW20190820264 | 20-AUG-19 | 1417 |  | SAN BRUNO | AV |  | COMPLETE | 29-AUG-19 | ASSOCIATED HEATING OF SF | WORK CATEGORY: 1M; FURNACE REPLACEMENT
PP20190820613 | 20-AUG-19 | 2025 |  | OFARRELL | ST | 1/F | ISSUED | 20-AUG-19 | BEST CARE FIRE PROTECTION | INSTALL NEW FIRE SPRINKLER SYSTEM IN THE NEW 1ST FL ADU AND 3GRESS PATHS PER NFPA 13. INCLUDING A 2" DEDICATED FIRE UNDERGROUND. TOTAL 23 HEADS
PP20190820644 | 20-AUG-19 | 305 |  | HYDE | ST |  | ISSUED | 20-AUG-19 | NOMELLINI CONSTRUCTION * ASK FOR ID * | PLUMBING KITCHEN AND BATH MOVE WATER LINES CHANGE OUT FIXTURES
PW20190820289 | 20-AUG-19 | 901 |  | LAKE | ST |  | ISSUED | 20-AUG-19 | PROMPT PLUMBING SERVICES | WORK CATEGORY: 1P; KITCHEN REMODEL
PP20190820640 | 20-AUG-19 | 255 |  | KING | ST |  | COMPLETE | 29-AUG-19 | D M BUILDERS | UNIT 1602: REMOVE & REPLACE THE KITCHEN & BATHROOM SINKS FAUCETS & SUPPLY LINES. INSTALL BATHROOM TRIM. & SHOWER TRIMS
PW20190820255 | 20-AUG-19 | 2193 |  | 09TH | AV |  | ISSUED | 20-AUG-19 | K A LAU CONSTRUCTION | WORK CATEGORY: 1P; REPLACE VANITY AND TOILET IN GUEST BATHROOM.
PW20190820250 | 20-AUG-19 | 1395 |  | 22ND | ST |  | COMPLETE | 23-AUG-19 | D & J TILE COMPANY INC. | WORK CATEGORY: 1P; 4 SHOWER PANS
PW20190820290 | 20-AUG-19 | 1242 |  | 39TH | AV |  | ISSUED | 20-AUG-19 | PROMPT PLUMBING SERVICES | WORK CATEGORY: 1P; KITCHEN REMODEL
PW20190820284 | 20-AUG-19 | 760 |  | DARIEN | WY |  | ISSUED | 20-AUG-19 | WEST CORK PLUMBING | WORK CATEGORY: 2PB; REMODEL MASTER BATHROOM IN NEW LOCATION INSTALL EJECTION PUMP FOR SEWER AND INSTALL GAS FOR FIREPLACE
PP20190820623 | 20-AUG-19 | 760 |  | GUERRERO | ST |  | ISSUED | 20-AUG-19 | POP CONSTRUCTION A PARNERSHIP | APT 3: BUILD NEW BATHROOM ADDITION. SHOWER PAN. NEW LAUNDRY
PW20190820265 | 20-AUG-19 | 329 |  | ARBOR | ST |  | COMPLETE | 27-AUG-19 | JK PLUMBING & IRRIGATION SPRINKLER LLC | WORK CATEGORY: 1P; WATER HEATER INSTALLATION IN CLOSET.
PP20190820618 | 20-AUG-19 | 2331 |  | 19TH | ST |  | ISSUED | 20-AUG-19 | NORTHPOINT BUILDERS | NEW BATHROOM/ KITCHEN REMODEL/ SHOWER PAN/ WATER HEATER
PP20190820656 | 20-AUG-19 | 1248 |  | FUNSTON | AV |  | COMPLETE | 23-AUG-19 | HOMEOWNER'S PERMIT | FOR FINAL INSPECTION UNDER PERMIT #PW20160425941
PP20190820629 | 20-AUG-19 | 168 |  | 28TH | AV |  | ISSUED | 20-AUG-19 | PRO COM HOME SERVICES CALIFORNIA INC | WHOLE HOUSE PLUMBING UPGRADE (2) SHOWER PANS
PW20190820271 | 20-AUG-19 | 405 |  | MYRA | WY |  | COMPLETE | 27-AUG-19 | ARB INC | WORK CATEGORY: 1P; GAS HOUSELINE EXT
PW20190820273 | 20-AUG-19 | 409 |  | MYRA | WY |  | COMPLETE | 27-AUG-19 | ARB INC | WORK CATEGORY: 1P; GAS HOUSELINE EXT
PW20190820277 | 20-AUG-19 | 411 |  | MYRA | WY |  | ISSUED | 20-AUG-19 | ARB INC | WORK CATEGORY: 1P; GAS HOUSELINE EXT
PP20190820622 | 20-AUG-19 | 90 |  | SUSSEX | ST |  | COMPLETE | 23-AUG-19 | SEDERAP'S DRYWALL INC. | LEGALIZING A BATHROOM AND LAUNDRY ROOM ALL EXISTING
PMW20190820249 | 20-AUG-19 | 1942 |  | 43RD | AV |  | COMPLETE | 23-AUG-19 | ASSOCIATED HEATING OF SF | WORK CATEGORY: 1M; FURNACE REPLACEMENT WITH NEW PVC EXHAUST PIPING
PW20190820258 | 20-AUG-19 | 88 |  | GARNETT | TR |  | ISSUED | 20-AUG-19 | HARRIS WATER HEATERS | WORK CATEGORY: 1P; INSTALL 40 GALLON WATER HEATER
PW20190820286 | 20-AUG-19 | 1157 |  | BROADWAY | * | 0 | ISSUED | 20-AUG-19 | EXPERT ROOTER AND PLUMBING INC. | WORK CATEGORY: 1P; ROUGH AND FINAL FOR BATHROOM AND KITCHEN
PW20190820283 | 20-AUG-19 | 54 |  | FAIR OAKS | ST |  | COMPLETE | 28-AUG-19 | ACE PLUMBING & ROOTER | WORK CATEGORY: 1P; SEWER REPAIR
PM20190820637 | 20-AUG-19 | 271 |  | MONTANA | ST |  | ISSUED | 20-AUG-19 | ADIB CONSTRUCTION & ENGINEERING SVCS | REPLACE (E) FURNACE WITH NEW IN SAME LOCATION.
PW20190820291 | 20-AUG-19 | 1242 |  | 38TH | AV |  | ISSUED | 20-AUG-19 | PROMPT PLUMBING SERVICES | WORK CATEGORY: 1P; KITCHEN REMODEL
PP20190820643 | 20-AUG-19 | 255 |  | KING | ST |  | ISSUED | 20-AUG-19 | D M BUILDERS | UNIT 541: REMOVE & REPLACE THE KITCHEN & BATHROOM SINKS FAUCETS & SUPPLY LINES. INSTALL BATHROOM TRIM. & SHOWER TRIMS
PP20190820625 | 20-AUG-19 | 1421 |  | MASON | ST |  | ISSUED | 20-AUG-19 | HONG LEE CONSTRUCTION CO INC | TO COMPLETE WORK UNDER PP20180126271 UNIT 1421. REPLUMB UNITS REMODEL (2) KITCHENS (2) BATHROOMS GAS LINES (2) SHOWER PANS.
PW20190820243 | 20-AUG-19 | 74 |  | ROSSMOOR | DR |  | ISSUED | 20-AUG-19 | GAGNE BROS. DBA BENJAMIN FRANKLIN PLUMBI | WORK CATEGORY: 1P; SEWER REPLACEMENT APPROX. 35 FT FROM HOUSE TRAP TO INFRONT OF GARAGE.
PW20190820275 | 20-AUG-19 | 411 |  | MYRA | WY |  | ISSUED | 20-AUG-19 | ARB INC | WORK CATEGORY: 1P; GAS HOUSELINE EXT
PP20190820620 | 20-AUG-19 | 408 |  | SANCHEZ | ST | 0 | ISSUED | 20-AUG-19 | LIU'S PLUMBING AND FIRE PROTECTION | REMODEL ONE AND HALD BATHROOM ONE KITCHEN ONE WASHER AND DRYER.
PW20190820246 | 20-AUG-19 | 120 |  | STOCKTON | ST |  | ISSUED | 20-AUG-19 | PRIBUSS ENGINEERING INC | WORK CATEGORY: 3PB; JC 4768 - PROVIDE NEW PLUMBING SERVICE INCLUDING DOMESTIC COLD WATER DOMESTIC HOT WATER RECLAIMED WATER SANITARY VENT STORM DRAIN GREASE WASTE FUEL OIL PIPING SYSTEM AND NATURAL GAS PIPING. EQUIPMENT INCLUDES: DOMESTIC BOOSTER PUMP RECLAIMED WATER BOOSTER PUMP STORM TREATMENT PLANT GREASE INTERCEPTORS BOILERS BACKFLOW DEVICES STORAGE TANKS FUEL OIL SYSTEM RESCUE AIR (PIPING AND PANELS) DUPLEX SEWAGE EJECTOR PUMPS AND DUPLEX SUMP PUMPS.
PW20190820268 | 20-AUG-19 | 3615 |  | DIVISADERO | ST |  | COMPLETE | 26-AUG-19 | ADVANCED PLUMBING AND DRAIN INC | WORK CATEGORY: 1P; WE WILL REROUTE THE RAIN LEADER PIPE AND CONNECT TO THE UPPER SEWER LATERAL. THE PIPE WILL INCREASED IN SIZE TO 3¿. WE WILL ALSO INSTALL AN ABOVE THE GROUND CLEANOUT AT THE LOCATION. CONCRETE REMOVAL AND REPLACEMENT IS INCLUDED (12 SQ. FT.). WE WILL USE CAST IRON PIPE AND FITTINGS FOR OUR INSTALL
PW20190820282 | 20-AUG-19 | 71 |  | STEVENSON | ST |  | ISSUED | 20-AUG-19 | R L H FIRE PROTECTION INC | WORK CATEGORY: 4PB; INSTALL 168 UPRIGHT SPRINKLERS AND 16 PENDENT SPRINKLERS.
PP20190820619 | 20-AUG-19 | 1250 |  | JONES | ST | 903 | ISSUED | 20-AUG-19 | MC CUTCHEON CONSTRUCTION CO. | 1 SHOWER PAN
PM20190820616 | 20-AUG-19 | 2708 |  | 35TH | AV |  | COMPLETE | 29-AUG-19 | BING'S HEATING & COOLING CO | REPLACE FURNACE AND WATER HEATER FLUE.
PP20190820645 | 20-AUG-19 | 255 |  | KING | ST |  | ISSUED | 20-AUG-19 | D M BUILDERS | UNIT 432: REMOVE & REPLACE THE KITCHEN & BATHROOM SINKS FAUCETS & SUPPLY LINES. INSTALL BATHROOM TRIM. & SHOWER TRIMS
PP20190820634 | 20-AUG-19 | 1510 |  | EDDY | ST | S2-421 | ISSUED | 20-AUG-19 | PS2 INC | P-TRAPS TO BE REMOVED AND REPLACED IN KITCHEN & BATHROOM. NEW FIXTURES.
PP20190820621 | 20-AUG-19 | 1520 | 1522 | GENEVA | AV | 0 | ISSUED | 20-AUG-19 | JONES BROS CONSTRUCTION & DESIGN INC | RELOCATE EXISTING PLUMBING IF NECESSARY WHEN DOING SOFT STORY RETROFIT PROJECT
PW20190820261 | 20-AUG-19 | 34 |  | POINT LOBOS | AV |  | ISSUED | 20-AUG-19 | WEST BAY PLUMBING | WORK CATEGORY: 2PA; EXTEND ALL EXISTING VENT PIPES TO ROOF REMODEL KITCHEN NEW MASTER BATHROOM AND LAUNDRY. 1 SHOWER PAN.
PW20190820263 | 20-AUG-19 | 2735 |  | 22ND | ST |  | ISSUED | 20-AUG-19 | WATER HEATERS ONLY INC | WORK CATEGORY: 1P; REPLACE 75 GAL WATER HEATER SAME LOCATION
PP20190820635 | 20-AUG-19 | 159 |  | BONVIEW | ST |  | ISSUED | 20-AUG-19 | PRO COM HOME SERVICES CALIFORNIA INC | WHOLE HOUSE PLUMBING UPGRADE (3) SHOWER PANS
PP20190820653 | 20-AUG-19 | 621 |  | STOCKTON | ST | 201 | ISSUED | 20-AUG-19 | AXEL8 CONSTRUCTION | UNIT 201 REHABILITATE EXISTING KITCHEN 10X10 REHABILITATE EXISTING BATHROOM 7X7. INSTALL WASHER AND DRYER(VENTLESS TYPE NEAR KITCHEN AREA. INSTAL WASHER & DRYER.
PMW20190820294 | 20-AUG-19 | 631 |  | MANGELS | AV |  | ISSUED | 20-AUG-19 | M C L HEATING & AIR CONDITIONING INC | WORK CATEGORY: 1M; INSTALL HIGH EFFICIENCY FURNACE HEATING SYSTEM
PW20190820295 | 20-AUG-19 | 2170 |  | PACIFIC | AV |  | ISSUED | 20-AUG-19 | INFINITY PLUMBING & ROOTER | WORK CATEGORY: 2PA; INSTALL NEW GAS LINE FOR TWO FIRE PLACE
PW20190820272 | 20-AUG-19 | 407 |  | MYRA | WY |  | COMPLETE | 27-AUG-19 | ARB INC | WORK CATEGORY: 1P; GAS HOUSELINE EXT
PP20190820630 | 20-AUG-19 | 1210 | 1212 | 23RD | AV |  | POS SENT | 20-AUG-19 | HUGO TEJADA/DBA ALPHA & OMEGA RENOVATION | TO OBTAIN A FINAL INSPECTION FOR WORK APPROVED UNDER PREVIOUS PERMIT PP20170314741 & PP20180404286.
PP20190820642 | 20-AUG-19 | 355 |  | BRYANT | ST | 404 | ISSUED | 20-AUG-19 | PAT'S PLUMBING | INSTALL PLUMBING FOR NEW SHOWER; SHOWER PAN BY OTHERS.
PP20190820641 | 20-AUG-19 | 2350 |  | UNION | ST | 0 | ISSUED | 20-AUG-19 | THORPE DESIGN INC | INSTALL SPRINKLER SYSTEM FOR NEW UNITS AND EXIT WAYS.
PMW20190820269 | 20-AUG-19 | 1350 |  | HAYES | ST |  | ISSUED | 20-AUG-19 | PACIFIC CONSTRUCTION & RADIANT HEAT | WORK CATEGORY: 2M ; RADIANT HEATING SYSTEM WITH DHW PRODUCTION WALL HUNG MOD/CON COMBI BOILER
PMW20190820270 | 20-AUG-19 | 253 |  | CHATTANOOGA | ST |  | ISSUED | 20-AUG-19 | PACIFIC CONSTRUCTION & RADIANT HEAT | WORK CATEGORY: 2M ; RADIANT HEATING SYSTEM WITH DHW PRODUCTION WALL HUNG MOD/CON BOILER WITH 50GAL INDIRECT TANK
PW20190820252 | 20-AUG-19 | 865 |  | VALLEJO | ST |  | COMPLETE | 22-AUG-19 | EARTHQUAKE ENTERPRISES INC DBA HETHERING | WORK CATEGORY: 8P; REMOVE EXISTING HOT WATER BOILER SERIAL #URNG0605G01365 AND REPLACE WITH NEW HOT WATER BOILER
PP20190820646 | 20-AUG-19 | 666 |  | OFARRELL | ST |  | ISSUED | 20-AUG-19 | HALYARD INC | APTS 27/36/38: NEW DISHWASHERS NEW WASHER/DRYER. RELOCATIONG OF PLUMBING FIXTURES AT KITCHEN. ADDITIONAL BATHROOM PLUMBING.
PP20190820627 | 20-AUG-19 | 150 |  | LOMBARD | ST | 601 | ISSUED | 20-AUG-19 | PRO COM HOME SERVICES CALIFORNIA INC | UNIT 601A: KITCHEN REMODEL
PP20190820655 | 20-AUG-19 | 409 |  | LAGUNA | ST |  | ISSUED | 20-AUG-19 | AXEL8 CONSTRUCTION | UNIT 4C: REHAB (E) KITCHEN REHAB (E) BATHROOM INST WASHER DRYER
PP20190820638 | 20-AUG-19 | 255 |  | KING | ST |  | COMPLETE | 27-AUG-19 | D M BUILDERS | UNIT 1406: REMOVE & REPLACE THE KITCHEN & BATHROOM SINKS FAUCETS & SUPPLY LINES. INSTALL BATHROOM TRIM. & SHOWER TRIMS
PP20190820648 | 20-AUG-19 | 1085 |  | SOUTH VAN NESS | AV | 0 | ISSUED | 20-AUG-19 | HALYARD INC | AMEND PP20190614723 FOR ADDITIONAL DESCRIPTION PER C/N: ADD HYDRONIC HEATING TO UNITS 102/103/108/202/2018/302.
PMW20190820274 | 20-AUG-19 | 4319 |  | 25TH | ST |  | ISSUED | 20-AUG-19 | BLAZE FIREPLACES OF NO CAL | WORK CATEGORY: 1M; INSTALLING ONE FIREPLACE
PW20190820256 | 20-AUG-19 | 530 |  | CARTER | ST |  | COMPLETE | 21-AUG-19 | ALL ROOTER & PLUMBING SERVICE INC | WORK CATEGORY: 1P; UNIT #104A INSTALL WATER HEATER
PP20190820649 | 20-AUG-19 | 4230 |  | 18TH | ST |  | ISSUED | 20-AUG-19 | DUNNE PLUMBING | REPIPE COMPLETE BUILDING PER PLANS INCLUDING BATHROOMS KITCHENS ETC. (NEW BLDG 4-STORY RES HOTEL - 12 ROOMS)
PW20190820288 | 20-AUG-19 | 1727 |  | OAKDALE | AV |  | ISSUED | 20-AUG-19 | BROSNAN PLUMBING | WORK CATEGORY: 2PA; REMODEL OF EXISTING HALLWAY BATHROOM 1 - W/C 1 - LAV SINK 1 - TUB WITH TUB & SHOWER VALVE
PMW20190820244 | 20-AUG-19 | 171 |  | LEXINGTON | ST |  | COMPLETE | 23-AUG-19 | ASSOCIATED HEATING OF SF | WORK CATEGORY: 1M; REFER TO CC8358INSTALLATION OF A RINNAI DIRECT VENT WALL HEATER
PW20190820276 | 20-AUG-19 | 43 |  | PRESIDIO | AV |  | COMPLETE | 30-AUG-19 | PRIBUSS ENGINEERING INC | WORK CATEGORY: 8P; FA 11905 - DISCONNECT AND REMOVE LEAKING HB SMITH STEAM BOILER. SUPPLY AND INSTALL NEW PEERLESS 63-05 (236 000 BTUS) STEAM BOILER AND REQUIRED REDUCED PRESSURE BACKFLOW DEVICE.
PP20190820636 | 20-AUG-19 | 271 |  | MONTANA | ST |  | ISSUED | 20-AUG-19 | ADIB CONSTRUCTION & ENGINEERING SVCS | AMEND PP20190513723 FOR ADDITIONAL WORK: ADDITION OF WATER HEATER REPLACE PIPING THROUGHOUT FROM GALVANIZED TO COPPER LAUNDRY GASLINE & DRAINS.
PP20190820652 | 20-AUG-19 | 1342 |  | FELL | ST |  | COMPLETE | 29-AUG-19 | DUNNE PLUMBING | REPAIR SEWER LATERAL FOR 1338 FELL ST.
PM20190820615 | 20-AUG-19 | 1276 |  | GENEVA | AV |  | ISSUED | 20-AUG-19 | BING'S HEATING & COOLING CO | INTALL ONE FURNACE.
PW20190820254 | 20-AUG-19 | 2214 |  | 43RD | AV |  | ISSUED | 20-AUG-19 | ECONOMY PLUMBING | WORK CATEGORY: 1P; REPAIR SEWER LINE
PW20190820248 | 20-AUG-19 | 8 |  | 10TH | ST |  | ISSUED | 20-AUG-19 | FAULT LINE PLUMBING INC | WORK CATEGORY: 5P; SUPPLY AND INSTALL TWO WATER CLOSETS TWO SHOWERS TWO SINKS TWO FLOOR DRAINS ONE URINAL AND ONE MOP SINK.
PM20190820614 | 20-AUG-19 | 710 |  | 33RD | AV | 1 | 4 | ISSUED | 20-AUG-19 | BING'S HEATING & COOLING CO
PP20190820633 | 20-AUG-19 | 381 |  | TERESITA | BL |  | ISSUED | 20-AUG-19 | PRO COM HOME SERVICES CALIFORNIA INC | ADU KITCHEN INSTALL
PMW20190820293 | 20-AUG-19 | 41 |  | KRONQUIST | CT |  | ISSUED | 20-AUG-19 | M C L HEATING & AIR CONDITIONING INC | WORK CATEGORY: 1M; INSTALL HIGH EFFICIENCY FURNACE HEATING SYSTEM VENTILATION AND AIR CONDITIONING.
PMW20190820247 | 20-AUG-19 | 1423 |  | 44TH | AV |  | ISSUED | 20-AUG-19 | PINNACLE HEATING AND AIR | WORK CATEGORY: 1M; INSTALL NEW HIGH-EFFICIENT FURNACE AND DUCTING.
PMW20190820245 | 20-AUG-19 | 173 |  | LEXINGTON | ST |  | COMPLETE | 23-AUG-19 | ASSOCIATED HEATING OF SF | WORK CATEGORY: 2M ; REFER TO CC8359INSTALLATION OF 2 FORCED AIR FURNACESUNIT 173 LEXINGTON & UNIT 175 LEXINGTON
PW20190820292 | 20-AUG-19 | 4219 |  | LAWTON | ST |  | ISSUED | 20-AUG-19 | PANHANDLE PLUMBING | WORK CATEGORY: 2PB; ADDING ONE BATHROOM ON GROUND FLOOR FLOOR SINK AREA DRAIN MOVING LAUNDRY.
PP20190820612 | 20-AUG-19 | 215 |  | FREMONT | ST |  | ISSUED | 20-AUG-19 | PREMIER STONE AND TILE | FLOORS 2/3/4: 1 SHOWER PAN PER FLOOR (3 TOTAL).
PP20190821665 | 21-AUG-19 | 2909 |  | 16TH | ST |  | ISSUED | 21-AUG-19 | ASTORGA CONSTRUCTION INC | PLUMBING FOR PREPARATION SINK HAND WASH SINK 3 COMP SINK W/ GREASE TRAP AND MOP SINK
PM20190821675 | 21-AUG-19 | 3321 | 3323 | 23RD | ST |  | ISSUED | 21-AUG-19 | ITU CONSTRUCTION | INSTALL 3 FURNACES ONE ON EACH UNIT PER APPROVED PLANS.
PW20190821307 | 21-AUG-19 | 450 |  | SUTTER | ST | 0 | COMPLETE | 22-AUG-19 | BACON PLUMBING CO. INC. | WORK CATEGORY: 2PA; REMOVE BACKFLOW PREVENTOR LOCATED IN SUITE 2641. SERIAL NUMBER: 140345 BPCI# 2459
PP20190821709 | 21-AUG-19 | 520 |  | SHRADER | ST |  | ISSUED | 21-AUG-19 | PING'S PLUMBING INC. | REPAIR (2) (E) EXTERIOR VERTICALWASTE LINES
PW20190821305 | 21-AUG-19 | 2667 |  | 15TH | AV |  | ISSUED | 21-AUG-19 | J COMPARAN PLUMBING INC | WORK CATEGORY: 2PB; ROUGH IN PLUMBING FOR A KITCHEN 3 BATHROOMS LAUNDRY ROOM NEW SEWER NEW GAS MAIN INSTALL WATER HEATER AND STORM SYSTEM.TRIM OUT PLUMBING
PP20190821658 | 21-AUG-19 | 1475 |  | 15TH | AV |  | ISSUED | 21-AUG-19 | KASAS BUILDERS INC | NEW BATHROOM SHOWER PAN TOILET VANITY
PP20190821677 | 21-AUG-19 | 618 |  | ANDOVER | ST |  | ISSUED | 21-AUG-19 | FRANKO CONSTRUCTION CO | 1ST FLR - ADD 1 UNIT. 2ND FLR - INTERIOR REMODEL. 3 FLR - ADD 2 BATHS. (3) SHOWER PANS
PP20190821705 | 21-AUG-19 | 2328 | 2330 | NORTH POINT | ST |  | ISSUED | 21-AUG-19 | HENDERICKSON POOLS INC | PLUMBING FOR SWIMMING POOL
PP20190821700 | 21-AUG-19 | 525 |  | LEAVENWORTH | ST |  | ISSUED | 21-AUG-19 | BRIGHTER BAY BUILDERS INC | APTS 8/9/16: REMODEL KTICHEN & BATHROOM IN EACH UNIT. ADD WASHER/DRYER IN EACH UNIT. BRING PLUMBING
PW20190821324 | 21-AUG-19 | 2478 |  | BRYANT | ST |  | ISSUED | 21-AUG-19 | JOSEPH TINSLEY PLUMBING | WORK CATEGORY: 1P; SEWER REPLACEMENT
PP20190821682 | 21-AUG-19 | 464 | 468 | BARTLETT | ST |  | ISSUED | 21-AUG-19 | PARTEE CONSTRUCTION CO | FIRE REPAIR. GAS LINE FROM METER TO STOVE TO WATER HEATER. INSTALL PLUMBING FIXTURES SUPPLY LINES 1 NEW WATER HEATER.
PP20190821679 | 21-AUG-19 | 1355 |  | MARKET | ST |  | COMPLETE | 27-AUG-19 | R L H FIRE PROTECTION INC | 9/F: RELOCATE 12 ADD 3 & DELETE 3 SPRINKLERS
PP20190821691 | 21-AUG-19 | 810 |  | CONGO | ST |  | ISSUED | 21-AUG-19 | HUYNH CONSTRUCTION LLC | INKIND BATHROOM REMODEL INCLUDING SHOWER PAN .
PM20190821663 | 21-AUG-19 | 18 |  | SANTA YSABEL | AV |  | POS SENT | 21-AUG-19 | J. RAZO CONSTRUCTION | NEW FURNACE 7500 BTU AND NEW WATER HEATER 70 GAL.
PW20190821301 | 21-AUG-19 | 141 |  | PARIS | ST |  | ISSUED | 21-AUG-19 | A B PLUMBING | WORK CATEGORY: 2PA; DRAIN INSTAL
PW20190821306 | 21-AUG-19 | 20 |  | ASHBURY | TR |  | ISSUED | 21-AUG-19 | ARCH PLUMBING INC | WORK CATEGORY: 2PA; PLUMBING FOR (3) BATHROOMS (1) POWDER ROOM KITCHEN WH FURNACE AND SHOWER PAN.
PP20190821673 | 21-AUG-19 | 530 |  | STOCKTON | ST | 207 | 304 | ISSUED | 21-AUG-19 | US CONSTRUCTION CALIFORNIA INC
PP20190821667 | 21-AUG-19 | 63 |  | SEARS | ST |  | ISSUED | 21-AUG-19 | A B PLUMBING | AMEND PW20190715428. ADD'L SCOPE: RELOCATE WATER HEATER AND & DRYER AND GAS FOR WH & DRYER. ORIG SCOPE: GAS LINE REPAIR
PM20190821703 | 21-AUG-19 | 1950 |  | FRANKLIN | ST | 1 | ISSUED | 21-AUG-19 | AXEL8 CONSTRUCTION | INSTALL GAS HEATER AT NEW BEDROOM.
PP20190821697 | 21-AUG-19 | 1610 |  | LOMBARD | ST |  | ISSUED | 21-AUG-19 | AXA CONSTRUCTION | BATH AND KITCHEN REHAB AND ADD WASHER DRYER
PP20190821674 | 21-AUG-19 | 3321 | 3323 | 23RD | ST |  | ISSUED | 21-AUG-19 | ITU CONSTRUCTION | REDO NEW ROUGH AND FINISH PLUMBING OF 3 UNITS PER PLANS APPROVED.
PW20190821323 | 21-AUG-19 | 1587 |  | 22ND | AV |  | ISSUED | 21-AUG-19 | PAGCO CONSTRUCTION INC. | WORK CATEGORY: 2PB; NEW BATHROOM MOVE LAUNDRY ADD 3 INCH DRAIN.
PP20190821688 | 21-AUG-19 | 22 |  | GAVIOTA | WY |  | ISSUED | 21-AUG-19 | G B U CONSTRUCTION DEVELOPMENT | REMODEL 2 BATHROOMS. RELOCATE TOILETS NEW FIXTURES
PP20190821696 | 21-AUG-19 | 838 |  | PACIFIC | AV |  | COMPLETE | 21-AUG-19 | O'BRIEN MECHANICAL INC II | DEMO EXISTING BOILERS (3) SERIAL #C0515189 #C0515190 #C0515191
PW20190821311 | 21-AUG-19 | 500 |  | HOWARD | ST | 0 | ISSUED | 21-AUG-19 | D P W INC. | WORK CATEGORY: 5P; ONE SINK AND REPLACE TWO LAVATORY SINKS ON THE FIRST FLOOR.
PW20190821316 | 21-AUG-19 | 255 |  | CORONA | ST |  | ISSUED | 21-AUG-19 | FIVE STAR PLUMBING & ROOTER | WORK CATEGORY: 1P; SEWER LATERAL REPLACEMENT
PW20190821297 | 21-AUG-19 | 505 |  | SANSOME | ST |  | ISSUED | 21-AUG-19 | GOLDEN GATE FIRE PROTECTION INC | WORK CATEGORY: 4PB; 19-265 RELOCATE 38 HEADS ON THE 11TH FL RELOCATE 24 HEADS ON THE 19TH FLOOR 1950
PW20190821327 | 21-AUG-19 | 533 |  | VICENTE | ST |  | COMPLETE | 26-AUG-19 | EVERLAST PLUMBING | WORK CATEGORY: 1P; OUTSIDE SEWER AND HOUSE TRAP
PMW20190821296 | 21-AUG-19 | 44 |  | VASQUEZ | AV |  | ISSUED | 21-AUG-19 | OCEAN AIR HEATING | WORK CATEGORY: 1M; REPLACE EXISTING FURNACE IN GARAGE 1 NEW FURNACES IN SAME LOCATION.HOOK UP TO EXISTING DUCT WORK¿ BOOTS GAS ELECTRICAL. RUN NEW PVC VENT AND DRAIN.
PP20190821669 | 21-AUG-19 | 100 |  | LAKE | ST |  | ISSUED | 21-AUG-19 | CASLEZ CONSTRUCTION INC | UNIT 1: RELOCATE KITCHEN RELOCATE EXISTING BATHROOM INSTALL WASHER/DRYER
PM20190821695 | 21-AUG-19 | 42 |  | SHOTWELL | ST | 0 | ISSUED | 21-AUG-19 | FABER CONSTRUCTION | TO OBTAIN A FINAL INSPECTION FOR WORK APPROVED UNDER PREVIOUS PERMIT PM20170921910.
PP20190821706 | 21-AUG-19 | 200 |  | ELSIE | ST |  | ISSUED | 21-AUG-19 | DIRECT HOME REMODELING INC | BATHROOM REMODEL WALK-IN SHOWER REPLACE TOILET SINK 1 SHOWER PAN
PP20190821708 | 21-AUG-19 | 131 |  | 16TH | AV |  | ISSUED | 21-AUG-19 | VINTAGE CONSTRUCTION | 2/F BATHROOM REMODEL REPLACE SHOWER TOILET VANITY SINK 1 SHOWER PAN
PP20190821699 | 21-AUG-19 | 838 | 838 | PACIFIC | AV |  | COMPLETE | 21-AUG-19 | O'BRIEN MECHANICAL INC II | TO INSTALL 7 TOUCHLESS WATER HEATERS PIPED IN SERIES/VENTS.
PMW20190821328 | 21-AUG-19 | 2747 |  | VALLEJO | ST |  | ISSUED | 21-AUG-19 | HYDRONICS INC. | WORK CATEGORY: 2M ; INSTALL: CONDENSING BOILER. PVC FLUE INDIRECT STORAGE TANK. RADIANT PEX PIPE.
PP20190821693 | 21-AUG-19 | 42 |  | SHOTWELL | ST | 0 | ISSUED | 21-AUG-19 | FABER CONSTRUCTION | TO OBTAIN A FINAL INSPECTION A FINAL INSPECTION FOR WORK APPROVED UNDER PREVOUIS PERMIT PP20170921911.
PP20190821702 | 21-AUG-19 | 131 |  | NOE | ST |  | ISSUED | 21-AUG-19 | BUHLER CONSTRUCTION | REMOVE TANK WATER HEATER AND REPLACE WITH NEW
PM20190821687 | 21-AUG-19 | 123 |  | MASONIC | AV |  | ISSUED | 21-AUG-19 | AMERICAN BUILDERS | INSTALL NEW FURNACES & FLUES. IN STALL NEW WATER HEATERS INSTALL DRY VENTS.
PMW20190821314 | 21-AUG-19 | 1011 |  | 23RD | ST | 19 | ISSUED | 21-AUG-19 | SCHMITT HEATING CO INC | WORK CATEGORY: 1M; INSTALL TWO NEW CONDENSATE DRAIN LINES FOR NEW MITSUBISHI DUCTLESS SYSTEM.
PP20190821690 | 21-AUG-19 | 777 |  | HAIGHT | ST |  | ISSUED | 21-AUG-19 | VELOX CONSTRUCTION | APT 3: NEW KITCHEN SINK BATHROOM: NEW TOILET NEW VANITY AND SINK.
PP20190821680 | 21-AUG-19 | 753 | 753 | CAPP | ST | A | ISSUED | 21-AUG-19 | CITY CONSTRUCTION GROUP | UNIT A - INSTALL NEW KITCHEN AND 4 NEW BATHROOMS. UNIT B - RELOCATE KITCHEN AND 1 BATHROOM. CONSTRUCT 2 NEW BATHROOMS W/ SHOWERS
PW20190821310 | 21-AUG-19 | 425 |  | CALIFORNIA | ST |  | ISSUED | 21-AUG-19 | D P W INC. | WORK CATEGORY: 5P; THREE TOILET ROOMS ONE BREAKROOM SINK AND ONE DRINKING FOUNTAIN ON THE 3RD FLOOR.
PW20190821321 | 21-AUG-19 | 1770 |  | PINE | ST |  | ISSUED | 21-AUG-19 | GREENE & COMPANY INC | WORK CATEGORY: 2PA; UNIT 301 - REMODEL ONE BATHROOM AND ONE KITCHEN
PW20190821319 | 21-AUG-19 | 1460 |  | GOLDEN GATE | AV | 0 | ISSUED | 21-AUG-19 | C R REICHEL ENGINEERING | WORK CATEGORY: 1P; NEW STOVE GAS SUPPLY FOR UNIT 20
PM20190821692 | 21-AUG-19 | 225 |  | CONGDON | ST |  | ISSUED | 21-AUG-19 | BOYCRUZ MECHANICAL | REPLACE FURNACE EXHAUST DUCT & SUPPLY DUCT.
PW20190821302 | 21-AUG-19 | 1259 |  | 47TH | AV |  | ISSUED | 21-AUG-19 | GAGNE BROS. DBA BENJAMIN FRANKLIN PLUMBI | WORK CATEGORY: 1P; SEWER REPLACEMENT
PW20190821312 | 21-AUG-19 | 685 |  | MARKET | ST |  | ISSUED | 21-AUG-19 | POTTER FIRE PROTECTION | WORK CATEGORY: 4PB; RELOCATE (4) FIRE SPRINKLERS ADD (1) FIRE SPRINKLER.REF. PERMIT #2019-0627-4551
PP20190821660 | 21-AUG-19 | 1345 |  | FILLMORE | ST | F2-603 | COMPLETE | 26-AUG-19 | PS2 INC | P-TRAPS TO BE REMOVED AND REPLACED IN KITCHEN AND BATHROOM
PM20190821676 | 21-AUG-19 | 3512 |  | 16TH | ST |  | ISSUED | 21-AUG-19 | HIGH 5 BUILDERS INC | HVAC DISTRIBUTION DUCTWORK.
PP20190821685 | 21-AUG-19 | 2121 |  | JUDAH | ST |  | ISSUED | 21-AUG-19 | THREEMILE CONSTRUCTION | LEGALIZE GROUND FLOOR PER ORDINANCE 43-14 TO INCLUDING 1 BATHROOM WITH SHOWER PAN AND 1 KITCHEN. ALL PLUMBING AS NECCESSARY.
PP20190821671 | 21-AUG-19 | 1810 |  | 15TH | ST |  | ISSUED | 21-AUG-19 | CALQUHOUN CONSTRUCTION | RENEW PERMIT TO OBTAIN FINAL INSPECTION PP20180614313
PW20190821303 | 21-AUG-19 | 157 |  | WINFIELD | ST |  | ISSUED | 21-AUG-19 | ACE PLUMBING & ROOTER | WORK CATEGORY: 1P; SEWER REPAIR
PW20190821298 | 21-AUG-19 | 4 |  | EMBARCADERO CENTER | * |  | ISSUED | 21-AUG-19 | R L H FIRE PROTECTION INC | WORK CATEGORY: 4PB; RELOCATE 44 ADD 13 AND DELETE 6 PENDENT SPRINKLERS.
PW20190821309 | 21-AUG-19 | 300 |  | BEALE | ST | 411 | ISSUED | 21-AUG-19 | RENSTROM PLMBG & HEATING | WORK CATEGORY: 1P; KITCHEN AND BATH REMODEL
PP20190821684 | 21-AUG-19 | 412 |  | COLLEGE | AV |  | ISSUED | 21-AUG-19 | BASSAD INC./DBA: EVERLAST CONSTRUCTION | REMODEL BATHROOM INCLUDING SHOWER PAN.
PP20190821694 | 21-AUG-19 | 476 |  | 05TH | ST |  | ISSUED | 21-AUG-19 | HYMAC CONSTRUCTION INC | EMERGENCY SEWER REPAIR
PP20190821686 | 21-AUG-19 | 123 |  | MISSION | ST |  | ISSUED | 21-AUG-19 | AMERICAN BUILDERS | RELOCATE KITCHEN SINK NEW WATER HEATERS UPSIZE GAS LINE.
PM20190821681 | 21-AUG-19 | 753 |  | CAPP | ST | A | ISSUED | 21-AUG-19 | CITY CONSTRUCTION GROUP | FURNACE INSTALLATION
PP20190821672 | 21-AUG-19 | 839 |  | BRODERICK | ST | 0 | ISSUED | 21-AUG-19 | AGUILERA CONSTRUCTION COMPANY | UNIT #5. KITCHEN AND BATH REMODEL
PW20190821320 | 21-AUG-19 | 1271 |  | TREAT | AV |  | ISSUED | 21-AUG-19 | WATERWORKS INDUSTRIES INCORPORATED | WORK CATEGORY: 11P; SWIMMING POOL PLUMBING UNDERGROUND AUTO FILL WATER CONNECTION TO BACKFLOW BY OTHERS GAS CONNECTION TO POOL HEATER.
PP20190821666 | 21-AUG-19 | 1893 |  | OAKDALE | AV |  | ISSUED | 21-AUG-19 | A PLUMBING COMPANY | INSTALL FIRE SPRINKLER SYSTEM FOR ENTIRE BLD PER NFPA 13. UNDERGROUND
PM20190821664 | 21-AUG-19 | 539 |  | CHENERY | ST |  | COMPLETE | 26-AUG-19 | EAGLE HEATING ** CHECK I. D. ** | 539 - 541 CHENERY: FOR THE CHANGE OUT OF TWO FORCED AIR GAS FURNACES. ONE 60 000 BTUS AND ONE 80 000 BTUS. 80 % EFFICIENCY
PW20190821322 | 21-AUG-19 | 1038 |  | MISSION | ST |  | ISSUED | 21-AUG-19 | HYDRA VENTURES INC./ CAL PAC PLUMB. SYST | WORK CATEGORY: 2PB; INSTALL WC X1 LAV X1 MS X1 SK X1 FD X1 WATER HEATER X1. INSTALL SEWER VENT HOT AND COLD PIPING
PP20190821659 | 21-AUG-19 | 1755 |  | OFARRELL | ST | T1-1108 | ISSUED | 21-AUG-19 | PS2 INC | P-TRAPS TO BE REMOVED AND REPLACED IN KITCHEN AND BATHROOM
PW20190821318 | 21-AUG-19 | 2700 |  | ARELIOUS WALKER | DR |  | ISSUED | 21-AUG-19 | EGAN PLUMBING INC. | WORK CATEGORY: 2PA; ADA REHAB OF TWO APARTMENTS
PP20190821670 | 21-AUG-19 | 2423 |  | LARKIN | ST | 0 | COMPLETE | 22-AUG-19 | JIM PARR PLUMBING | ADD 33 HEADS TO FLOOR TO EXISTING SYSTEM.
PW20190821308 | 21-AUG-19 | 388 |  | ARLINGTON | ST |  | ISSUED | 21-AUG-19 | KEARNEY PLUMBING | WORK CATEGORY: 2PA; ROUGH IN AND TRIM OUT BATHROOM (SINK TOILET AND SHOWER) LAUNDRY AND KITCHEN (KITCHEN SINK WATER TO REFRIGERATOR GAS TO STOVE).
PM20190821683 | 21-AUG-19 | 464 | 468 | BARTLETT | ST |  | CANCELED | 30-AUG-19 | PARTEE CONSTRUCTION CO | FIRE REPAIR/INSTALL 2 BATH FANS 1 KITCHEN FAN.
PMW20190821304 | 21-AUG-19 | 557 |  | HILL | ST |  | ISSUED | 21-AUG-19 | OKELL'S FIREPLACE | WORK CATEGORY: 1M; INSTALL 1 DIRECT VENT GAS FIREPLACE PER MANUAL SPECS. GAS LINE BY OTHERS.
PP20190821657 | 21-AUG-19 | 1755 |  | OFARRELL | ST | T1-1412 | ISSUED | 21-AUG-19 | PS2 INC | P-TRAPS TO BE REMOVED AND REPLACED IN KITCHEN AND BATHROOM
PW20190821326 | 21-AUG-19 | 4800 |  | CALIFORNIA | ST |  | ISSUED | 21-AUG-19 | O LEARY PLUMBING INC | WORK CATEGORY: 2PA; MOVE EXISTING TOILET & LAVY SINK TO COMPLY WITH ADA REQUIREMENTS.
PW20190821315 | 21-AUG-19 | 9 |  | BURLWOOD | DR |  | ISSUED | 21-AUG-19 | KEARNEY PLUMBING | WORK CATEGORY: 2PA; ROUGH IN AND TRIM OUT BATHROOM (SINK TOILET AND SHOWER) AND KITCHEN ( KITCHEN SINK WATER TO REFRIGERATOR GAS TO STOVE)
PW20190821299 | 21-AUG-19 | 333 |  | BUSH | ST | 0 | ISSUED | 21-AUG-19 | GOLDEN GATE FIRE PROTECTION INC | WORK CATEGORY: 4PB; 19-228 RELOCATE 136 HEADS ON THE16TH FLOOR RELOCATE 158 HEADS ON THE 17TH FLOOR RELOCATE 150 HEADS ON THE 18TH FLOOR
PP20190821698 | 21-AUG-19 | 2565 |  | MISSION | ST |  | ISSUED | 21-AUG-19 | R & L PLUMBING | CORRECT NOV NOTICE: GREASE TRAP TO BE MAINTAINED CORRECTLY " USE CORRECT DWV SETTING UNDER BAR AREA. GAS TO KITCHEN TO BE SIZED CORRECTLY". "WATER HEATER STRAPPED" FURNACE AND WATER HEATER FLUES TO USE CORRECT FLUE CONNECTOR. ICE MAKER TO DRAIN PROPERLY.
PW20190821300 | 21-AUG-19 | 235 |  | MONTGOMERY | ST |  | ISSUED | 21-AUG-19 | R L H FIRE PROTECTION INC | WORK CATEGORY: 4PB; RELOCATE 23 AND ADD 1 SPRINKLER ON THE 10TH FLOOR.
PP20190821661 | 21-AUG-19 | 1730 |  | OFARRELL | ST | M1-410 | COMPLETE | 26-AUG-19 | PS2 INC | P-TRAPS TO BE REMOVED AND REPLACED IN KITCHEN AND BATHROOM
PP20190821704 | 21-AUG-19 | 535 |  | LEAVENWORTH | ST |  | ISSUED | 21-AUG-19 | BRIGHTER BAY BUILDERS INC | APT 4/24/42: EACH UNIT: REMODEL KITCHEN & BATHROOM ADD WASHER/DRYER. ALL PLUMBING AS NECCESSARY .
PP20190821707 | 21-AUG-19 | 851 |  | VAN NESS | AV | 207 | ISSUED | 21-AUG-19 | ALEJANDRO'S PLUMBING | REPLACE SHOWER VALVE AND REPLACE (E) TUB WITH SHOWER PAN. INSTALL DOUBLE VANITY SINKS.
PW20190821325 | 21-AUG-19 | 1366 |  | 05TH | AV |  | ISSUED | 21-AUG-19 | BROSNAN PLUMBING | WORK CATEGORY: 1P; UNIT #1 - SHOWER PAN
PM20190821678 | 21-AUG-19 | 618 |  | ANDOVER | ST |  | ISSUED | 21-AUG-19 | FRANKO CONSTRUCTION CO | TWO NEW FURNACES
PP20190821701 | 21-AUG-19 | 2363 |  | VAN NESS | AV | 104 | ISSUED | 21-AUG-19 | AXEL8 CONSTRUCTION | CONVERT EXISTING KITCHEN TO BEDROOM. RELOCATE KITCHEN. REHAB EXIST BATH.
PW20190821317 | 21-AUG-19 | 1248 |  | FUNSTON | AV |  | COMPLETE | 23-AUG-19 | O'DOWD PLUMBING INC | WORK CATEGORY: 2PA; INSTALL RADIANT HEATING IN SLAB TO FIRST FLOOR ONLY WITH HIGH EFFICIENCY HEATER. RENEW EXPIRED PERMIT NUMBER PW20160425941 TO ENABLE FINAL INSPECTION
PP20190821689 | 21-AUG-19 | 540 |  | SHOTWELL | ST |  | ISSUED | 21-AUG-19 | F & A PLUMBING & ROOTER | SEWER LINE - HOUSE TRAP REPLACEMENT
PW20190821313 | 21-AUG-19 | 336 |  | OFARRELL | ST | 0 | ISSUED | 21-AUG-19 | MAGIC PLUMBING | WORK CATEGORY: 1P; INSTALLATION OF BACKFLOW DEVICE ON WATER LINE FOR SODA MACHINE.
PP20190821662 | 21-AUG-19 | 311 |  | 11TH | AV |  | ISSUED | 21-AUG-19 | OCCIDENTAL EXPRESS | PLUMBING INSTALL FOR BATHROOMS IN #5 & #14 INCLUDING 2 SHOWER PANS
PW20190822335 | 22-AUG-19 | 464 |  | DEWEY | BL |  | COMPLETE | 28-AUG-19 | ARB INC | WORK CATEGORY: 1P; GAS HOUSELINE EXT
PP20190822740 | 22-AUG-19 | 286 |  | TRUMBULL | ST |  | ISSUED | 22-AUG-19 | HOMEOWNER'S PERMIT | FINAL INSPECTION ONLY. INSTALL 1 WATER HEATER(NEW FLASH) W/H. NOT TO BE RE-ISSUED PER M. MITCHELL.
PW20190822381 | 22-AUG-19 | 2126 |  | SLOAT | BL |  | ISSUED | 22-AUG-19 | ORAN PLUMBING CORP | WORK CATEGORY: 2PA; REPLACE KITCHEN DRAIN PIPING RE ROUTE WATER PIPES
PW20190822332 | 22-AUG-19 | 210 |  | POST | ST |  | COMPLETE | 27-AUG-19 | AYOOB & PEERY PLUMBING | WORK CATEGORY: 11P; INSTALL ONE BACKFLOW
PP20190822734 | 22-AUG-19 | 250 |  | CORONA | ST |  | ISSUED | 22-AUG-19 | ZOTCHI BUILDERS | REMODEL KITCHEN.
PMW20190822374 | 22-AUG-19 | 711 |  | CORBETT | AV |  | ISSUED | 22-AUG-19 | OKELL'S FIREPLACE | WORK CATEGORY: 1M; INSTALL 2 DIRECT VENT GAS FIREPLACES PER MANUAL SPECS. GAS LINE BY OTHERS.
PP20190822713 | 22-AUG-19 | 969 |  | PINE | ST |  | ISSUED | 22-AUG-19 | S F GARAGE COMPANY INC. | NEW UNDERGROUND PLUMBING FOR ADU PERMIT 201507080931. UNDERGROUND ONLY JUST BUILDING DRAIN
PW20190822382 | 22-AUG-19 | 363 |  | BRIGHT | ST |  | ISSUED | 22-AUG-19 | CJ PLUMBING | WORK CATEGORY: 2PB; REMODEL 2 BATHROOM 1 KITCHEN AND 1 LAUNDRY ROOM
PW20190822345 | 22-AUG-19 | 29 |  | NEWBURG | ST |  | ISSUED | 22-AUG-19 | ARB INC | WORK CATEGORY: 1P; GAS HOUSSELINE EXT
PMW20190822347 | 22-AUG-19 | 128 |  | LAGUNA | ST |  | CANCELED | 26-AUG-19 | TUCK AIRE HTG &AIR COND. CORPDBA ATLAS H | WORK CATEGORY: 1M; INSTALLATION OF (2) WILLIAMS CONSOLE HEATERS (20 000 B.T.U.)
PP20190822732 | 22-AUG-19 | 248 |  | CURTIS | ST |  | ISSUED | 22-AUG-19 | TONG CHEONG CONSTRUCTION CO | KITCHEN REMODEL
PP20190822737 | 22-AUG-19 | 734 |  | JOOST | AV |  | ISSUED | 22-AUG-19 | WALL CONSTRUCTION | REMODEL BATHROOM: NEW FIXTURES.
PW20190822360 | 22-AUG-19 | 430 |  | CALIFORNIA | ST |  | ISSUED | 22-AUG-19 | D P W INC. | WORK CATEGORY: 5P; WORK TO BE DONE ON FLOORE 8 9 &10.EACH FLOOR: EXTEND HEATING HOT WATER SUPPLY AND RETURN TO 9 VAV BOXES BY OTHERS FROM AN EXISTING HEATING HOT WATER LOOP. 1 CIRCULATION PUMP FOR CONDENSER SUPPLY AND RETURN TO SERVE HEAT PUMP BY OTHERS.
PM20190822717 | 22-AUG-19 | 2158 |  | 44TH | AV |  | ISSUED | 22-AUG-19 | PIONIC UNIT CONSTRUCTION CO | ADD HVAC AT 2/F. NEW DUCTWORK AT 2/F
PP20190822725 | 22-AUG-19 | 41 |  | ROSEMONT | PL |  | ISSUED | 22-AUG-19 | CBS CONSTRUCTION INC. | NEW ADU AT GROUND LEVEL. INCLUDE KITCHEN 2 1/2 BATHS AND UNDERGORUND PLUMBING. NEW W/H.
PW20190822362 | 22-AUG-19 | 411 |  | FONT | BL |  | ISSUED | 22-AUG-19 | CORNELY COMPANY | WORK CATEGORY: 2PB; REPLACE EXISTING GAS LINE
PW20190822368 | 22-AUG-19 | 430 |  | CALIFORNIA | ST |  | ISSUED | 22-AUG-19 | D P W INC. | WORK CATEGORY: 5P; WORK TO BE COMPLETED ON THE 10TH FLOOR: 8 WATER CLOSETS 2 URINALS 6 WALL MOUNT LAVYS/FAUCETS 4 FLOOR DRAINS 1 DRINKING FOUNTAIN 1 MOP SINK/FAUCET 1 MOTHERS ROOM SINK/FAUCET 1 BREAKROOM SINK/FAUCET WITH COLD WATER SUPPLY TO 3 APPLIANCES BY OTHERS 1- 30 GAL WATER HEATER.
PP20190822714 | 22-AUG-19 | 1425 |  | MENDELL | ST |  | ISSUED | 22-AUG-19 | DAJANI CONSTRUCTION | INSTALL 5 TOILETS 10 SINKS 3 DISHWASHER AND 3 FLOOR SINKS ON GROUND LEVEL 2ND FLOOR AND 3RD FLOOR.
PW20190822346 | 22-AUG-19 | 127 |  | BUCHANAN | ST |  | COMPLETE | 27-AUG-19 | ROS PLUMBING | WORK CATEGORY: 1P; FINAL INSPECTION ON 5 BOILERS /HEATING SYSTEM CLOSE PERMIT PW 20180514747
PW20190822352 | 22-AUG-19 | 1658 |  | SANCHEZ | ST |  | COMPLETE | 30-AUG-19 | ACE PLUMBING & ROOTER | WORK CATEGORY: 1P; SEWER REPAIR
PMW20190822378 | 22-AUG-19 | 312 |  | GREEN | ST |  | ISSUED | 22-AUG-19 | BAY HERITAGE HOME IMPROVEMENT | WORK CATEGORY: 2M ; INSTALL DIRECT VENT ZERO CLEARANCE NG FIREPLACE
PW20190822342 | 22-AUG-19 | 59 |  | NEWBURG | ST |  | COMPLETE | 28-AUG-19 | ARB INC | WORK CATEGORY: 1P; GAS HOUSELINE EXT
PW20190822340 | 22-AUG-19 | 652 |  | DUNCAN | ST |  | COMPLETE | 28-AUG-19 | ARB INC | WORK CATEGORY: 1P; GAS HOUSEL;INE EXT
PP20190822738 | 22-AUG-19 | 725 |  | MONTEREY | BL |  | COMPLETE | 26-AUG-19 | FLYING COLORS | INSTALL PROTECTIVE SLEEVE TO COVER GAS LINE AT NEW CONCRETE GRADE BEAM
PMW20190822331 | 22-AUG-19 | 1125 |  | MONTEREY | BL |  | ISSUED | 22-AUG-19 | M C L HEATING & AIR CONDITIONING INC | WORK CATEGORY: 1M; INSTALL HIGH EFFICIENCY FURNACE HEATING SYSTEM VENT WATER HEATER
PP20190822719 | 22-AUG-19 | 2430 |  | VALLEJO | ST |  | ISSUED | 22-AUG-19 | TODD MORRIS FIRE PROTECTION INC. | NEW F/S SYSTEM FOR SFD.INSTALL NEW 2IN FIRE SERVER AND NEW NFPA13R SYSTEEM THROUGHTOUT BUILDING. REF PA201304114277.
PP20190822722 | 22-AUG-19 | 528 |  | ORTEGA | ST |  | ISSUED | 22-AUG-19 | VALEX CONSTRUCTION | KITCHEN REMODEL. INSTALL DWM GARBAGE DISPOSAL SINK FAUCET REFRIGERATOR
PW20190822336 | 22-AUG-19 | 679 |  | DUNCAN | ST |  | COMPLETE | 27-AUG-19 | ARB INC | WORK CATEGORY: 1P; GAS HOUSELINE EXT
PW20190822364 | 22-AUG-19 | 935 |  | KEARNY | ST |  | ISSUED | 22-AUG-19 | GATEWAY PLUMBING | WORK CATEGORY: 2PB; REPLACE LEFT SIDE BACKFLOW DEVICE AND HOUSE TRAP IN BASEMENT
PMW20190822353 | 22-AUG-19 | 2606 |  | OCTAVIA | ST |  | ISSUED | 22-AUG-19 | OKELL'S FIREPLACE | WORK CATEGORY: 1M; INSTALL 1 DIRECT VENT GAS FIREPLACE PER MANUAL SPECS. GAS LINE BY OTHERS.
PW20190822366 | 22-AUG-19 | 325 |  | FONT | BL |  | ISSUED | 22-AUG-19 | CORNELY COMPANY | WORK CATEGORY: 2PB; REPLACE EXISTING GAS LINE
PMW20190822338 | 22-AUG-19 | 2230 |  | JERROLD | AV |  | ISSUED | 22-AUG-19 | PRIBUSS ENGINEERING INC | WORK CATEGORY: 5M; JC 4878-94 - FURNISH AND INSTALL (2) GAS-FIRED BOILERS AND MECHANICAL STEAM PIPING.
PW20190822359 | 22-AUG-19 | 161 |  | NEWTON | ST |  | ISSUED | 22-AUG-19 | F W H ACQUISITION CO LLC DBA FAST WATER | WORK CATEGORY: 1P; REMOVE/REPLACE GAS WATER HEATER
PW20190822377 | 22-AUG-19 | 951 |  | EDDY | ST | 0 | ISSUED | 22-AUG-19 | NIGEL MULGREW PLUMBING INC. | WORK CATEGORY: 1P; KITCHEN SINK AND BATHROOM REMODEL
PP20190822715 | 22-AUG-19 | 426 |  | SANCHEZ | ST |  | ISSUED | 22-AUG-19 | ANELLO PAINTING AND CONSTRUCTION | CONVERTING 1 BATH INTO 2. ADD TOILET TIE TO (E) DRAIN. NEW FINISHES NEW FIXTURES
PW20190822333 | 22-AUG-19 | 1098 |  | HARRISON | ST |  | COMPLETE | 29-AUG-19 | DE ANZA TILE CO INC | WORK CATEGORY: 2PA; SHOWER PAN INSPECTIONS
PP20190822741 | 22-AUG-19 | 1940 |  | STOCKTON | ST | 102 | ISSUED | 23-AUG-19 | COMARI | REPLACE PLUMBING FIXTURES IN 2 BATHROOMS 1 SHOWER PAN.
PW20190822365 | 22-AUG-19 | 301 |  | MAIN | ST |  | ISSUED | 22-AUG-19 | ACCO ENGINEERED SYSTEMS INC. | WORK CATEGORY: 2PA; PROVIDE AND INSTALL (1) FLOOR SINK; PROVIDE AND INSTALL NATURAL GAS PIPING TO (2) FIRE TABLES AND (1) FIREPLACE; PROVIDE PLUMBING FOR (1) NEW SINK IN BAR AREA
PM20190822730 | 22-AUG-19 | 2831 |  | SANTIAGO | ST |  | ISSUED | 22-AUG-19 | NEW STAR CONSTRUCTION | REMOVE AND REPLACE FURNACE AND WATER HEATER.
PM20190822739 | 22-AUG-19 | 286 |  | TRUMBULL | ST |  | ISSUED | 22-AUG-19 | HOMEOWNER'S PERMIT | RELOCATE AND INSTALL 1 NEW FORCED AIR UNIT. TRIM ONLY PER M. MITCHELL
PMW20190822351 | 22-AUG-19 | 439 |  | JERSEY | ST |  | COMPLETE | 26-AUG-19 | DARIN C KIETH DBA: HOWE FURNACE | WORK CATEGORY: 1M; INSTALL NEW FURNACE IN GARAGE WITH PVC FLUES FOR WATER HEATERS
PW20190822376 | 22-AUG-19 | 2472 |  | 15TH | AV |  | ISSUED | 22-AUG-19 | RIFF RAFF PLUMBING | WORK CATEGORY: 2PB; BATHROOM AND LAUNDRY REMODEL
PP20190822711 | 22-AUG-19 | 4388 |  | 23RD | ST |  | COMPLETE | 27-AUG-19 | HOMEOWNER'S PERMIT | SHOWER PAN INSTALLATION.
PP20190822728 | 22-AUG-19 | 2500 |  | VAN NESS | AV | 3 | ISSUED | 22-AUG-19 | AXEL8 CONSTRUCTION | REHAB EXISTING KITCHEN AND BATHROOM. INSTALL WASHER AND DRYER.
PW20190822358 | 22-AUG-19 | 365 |  | LIBERTY | ST |  | ISSUED | 22-AUG-19 | NORTH SOUTH PLUMBING INC. | WORK CATEGORY: 2PA; THIS IS CONTINUATION OF PERMIT PP20190725895.
PMW20190822348 | 22-AUG-19 | 15 |  | SHELDON | TR |  | COMPLETE | 29-AUG-19 | APOLLO HEATING & VENT | WORK CATEGORY: 1M; FURNACE REPLACEMENT
PW20190822334 | 22-AUG-19 | 77 |  | BEALE | ST |  | ISSUED | 22-AUG-19 | BACKFLOW PREVENTION SPECIALISTS INC | WORK CATEGORY: 11P; REPLACE ONE (1) 1" BACKFLOW WITH SN# 26488 ON THE 2ND FLOOR IN THE CENTRAL PLANT 77B.
PM20190822726 | 22-AUG-19 | 41 |  | ROSEMONT | PL |  | ISSUED | 22-AUG-19 | CBS CONSTRUCTION INC. | NEW ADU AT GROUND LEVEL . NEW FURNACE.
PW20190822344 | 22-AUG-19 | 38 |  | NEWBURG | ST |  | COMPLETE | 29-AUG-19 | ARB INC | WORK CATEGORY: 1P; GAS HOUSELINE EXT
PW20190822363 | 22-AUG-19 | 3415 |  | PACIFIC | AV |  | ISSUED | 22-AUG-19 | STONECRAFT TILE COMPANY | WORK CATEGORY: 1P; THREE SHOWER PANS INSPECTION AT BASEMENT PAN READY NOW. THE TWO UPPER FLOOR SHOWER PANS READY AT A LATER DATE.
PP20190822712 | 22-AUG-19 | 2434 |  | GEARY | BL |  | COMPLETE | 27-AUG-19 | NORTH STAR PLUMBING & FIRE PROTECTION | DECOMMISION OLD BOILER (BOILER PERMIT 105578) & CHANGE TO INSTALL 199 000 BTU WATER HEATER. NOTIFY PID'S BOILER TEAM UPON FINAL.
PP20190822723 | 22-AUG-19 | 3060 |  | FILLMORE | ST | 0 | ISSUED | 22-AUG-19 | AA FIRE SYSTEMS INC. | TI ADD 26 PENDENT SPRINKLERS IN TENANT SPACE PER NFPA 13 REF PA 2019-0422-78564
PP20190822727 | 22-AUG-19 | 1236 |  | FRANCISCO | ST |  | ISSUED | 22-AUG-19 | JL PLUMBING *SEE NOTES* ASK FOR ID | KITCHEN REMODELING: RELOCATE THE GAS FOR THE STOVE.
PP20190822731 | 22-AUG-19 | 88 |  | KING | ST | 123 | ISSUED | 22-AUG-19 | WALL 2 WALL CONSTRUCTION INC | INSTALL ROUGH IN VALVE FOR SHOWER KIT
PP20190822720 | 22-AUG-19 | 1541 |  | SLOAT | BL |  | ISSUED | 22-AUG-19 | TOMMY K WOO | 3-TUB SINK PREP SINK MOP SINK & HAND SINK FOR LIMITED FOOD SERVICE RESTAURANT TI. REF PP20180514395
PW20190822330 | 22-AUG-19 | 450 |  | SANSOME | ST |  | ISSUED | 22-AUG-19 | GOLDEN GATE FIRE PROTECTION INC | WORK CATEGORY: 4PB; 19-252 RELOCATE 12 PENDANT HEADS ON THE 7TH FLOOR
PP20190822729 | 22-AUG-19 | 45 | 47 | IRIS | AV |  | ISSUED | 22-AUG-19 | SAN FRANCISCO INVESTMENT DEVELOPMENT | AMEND PP20190611622 FOR ADDITIONAL WORK AND FULL JOB SCOPE: 45 IRIS AVE (LOWER): 1/F: (N) 1/2 BATHROOM 1 TOILET 1 SINK 3/F (47 IRIS AVE): SPLIT (E) BATHROOM AND INSTALL 2 (N) BATHROOMS 2 TOILETS 2 SINKS 1 SHOWER 1 TUB CONNECTION TO (E) PLUMBING AS PER PLAN.
PW20190822337 | 22-AUG-19 | 671 |  | DUNCAN | ST |  | COMPLETE | 27-AUG-19 | ARB INC | WORK CATEGORY: 1P; GAS HOUSELINE EXT
PP20190822718 | 22-AUG-19 | 125 |  | MOUNTAIN SPRING | AV |  | ISSUED | 22-AUG-19 | PREMIER TILE | 1 SHOWER PAN WATER PROOFING SHOWER ROMD BEHIND TILE.
PW20190822375 | 22-AUG-19 | 1333 |  | JONES | ST | 606 | ISSUED | 22-AUG-19 | CARL BERGLUND PLUMBING | WORK CATEGORY: 2PA; ISOLATE WATER FOR UNIT MINOR REROUTE OF WATER WASTE AND VENTING INSTALL LAUNDRY BOXINSTALL NEW TUBINSTALL ICE MAKER LINE
PW20190822343 | 22-AUG-19 | 47 |  | NEWBURG | ST |  | ISSUED | 22-AUG-19 | ARB INC | WORK CATEGORY: 1P; GAS HOUSELINE EXT
PW20190822341 | 22-AUG-19 | 646 |  | DUNCAN | ST |  | COMPLETE | 28-AUG-19 | ARB INC | WORK CATEGORY: 1P; GAS HOUSELINE EXT
PP20190822716 | 22-AUG-19 | 2158 |  | 44TH | AV |  | ISSUED | 22-AUG-19 | PIONIC UNIT CONSTRUCTION CO | 1. PLUMBING WORK FOR KITCHEN (E) AT 1/F. 2. PLUMBING WORK FOR NEW BATH AT 1/F & 2/F. (1) SHOWER PAN.
PW20190822367 | 22-AUG-19 | 327 |  | FONT | BL |  | ISSUED | 22-AUG-19 | CORNELY COMPANY | WORK CATEGORY: 2PB; REPLACE EXISTING GAS LINE
PMW20190822355 | 22-AUG-19 | 224 |  | JUANITA | WY |  | ISSUED | 22-AUG-19 | AIR FLOW PRO'S | WORK CATEGORY: 1M; CHANGEOUT OF EXISTING FURNACE TO TRANE 80% EFFICIENT FURNACE
PMW20190822356 | 22-AUG-19 | 2288 |  | BROADWAY | * |  | ISSUED | 22-AUG-19 | BLAZE FIREPLACES OF NO CAL | WORK CATEGORY: 1M; INSTALLING ONE FIREPLACE
PW20190822339 | 22-AUG-19 | 664 |  | DUNCAN | ST |  | COMPLETE | 27-AUG-19 | ARB INC | WORK CATEGORY: 1P; GAS HOUSELINE EXT
PP20190822735 | 22-AUG-19 | 555 |  | CALIFORNIA | ST |  | ISSUED | 22-AUG-19 | WESTATES MECHANICAL CORP INC | FIRE SPRINKLER
PW20190822373 | 22-AUG-19 | 1645 |  | PACIFIC | AV | 6 | COMPLETE | 29-AUG-19 | SPOOR MASONRY & TILE INC | WORK CATEGORY: 2PA; SHOWER PAN INSPECTION
PW20190822361 | 22-AUG-19 | 415 |  | FONT | BL |  | ISSUED | 22-AUG-19 | CORNELY COMPANY | WORK CATEGORY: 2PB; REPLACE EXISTING GAS LINE
PW20190822380 | 22-AUG-19 | 2747 |  | VALLEJO | ST |  | ISSUED | 22-AUG-19 | POP PLUMBING INC. | WORK CATEGORY: 2PB; INSTALL NEW PLUMBING FOR 4 1/2 BATHROOM KITCHEN LAUNDRY ROOM MECHANICAL ROOM ROOF DRAIN SINK AT ROOF TRENCH DRAIN AT BACKYARD FLOOR DRAIN IN GARAGE. GAS LINE FOR STOVE DRYER BBQ BOILER AND FIREPLACE. NEW WATER SERVICE. SHOWER PANS
PP20190822736 | 22-AUG-19 | 1025 |  | HOLLISTER | AV |  | ISSUED | 22-AUG-19 | A PLUMBING**SEENOTE** | TO COMPLY WITH NOV 201932101. TO REMOVE AND CAPP PLUMBING INSTALLED IN THE BACKYARD ROOMS.
PW20190822354 | 22-AUG-19 | 41 |  | TELEGRAPH | PL | 0 | COMPLETE | 23-AUG-19 | O LEARY PLUMBING INC | WORK CATEGORY: 1P; DECOMMISSION & REMOVE EXISTING1/2¿ BACKFLOW VALVE ON RADIANT HEATING SUPPLY AS UNIT HAS NOT BEEN OPERATIONAL SINCE 2018 DUE TO REMODEL. SERIAL #188763
PM20190822721 | 22-AUG-19 | 144 | 146 | COLERIDGE | ST |  | ISSUED | 22-AUG-19 | KLEP CONSTRUCTION INC. | AMEND PM20190722749: FLUES FOR /WH TO BE RECONNECTED.
PW20190822329 | 22-AUG-19 | 111 |  | SUTTER | ST |  | ISSUED | 22-AUG-19 | GOLDEN GATE FIRE PROTECTION INC | WORK CATEGORY: 4PB; 19-247 RELOCATE 13 HEADS ON THE 6TH FLOOR RELOCATE 33 HEADS ON THE 12TH FLOOR RELOCATE 45 HEADS ON THE 13TH FLOOR
PP20190822710 | 22-AUG-19 | 743 |  | 32ND | AV |  | COMPLETE | 27-AUG-19 | CC TILE | 1 SHOWER PAN.
PW20190822357 | 22-AUG-19 | 154 |  | AMBER | DR |  | COMPLETE | 27-AUG-19 | ARB INC | WORK CATEGORY: 1P; GAS HOUSELINE EXT
PW20190822383 | 22-AUG-19 | 2400 |  | FOLSOM | ST |  | ISSUED | 22-AUG-19 | JIN'S PLUMBING INC | WORK CATEGORY: 1P; INSTALL 2 FLOOR SINKS A FLOOR DRAIN 2 HAND SINKS A GREASE TRAP A PREP SINK AND A DISHWASHER. PROVIDE GAS PIPING TO A FRYER A FIAT IRON A GRILL AND RANGE.
PMW20190822372 | 22-AUG-19 | 516 |  | PAGE | ST |  | ISSUED | 22-AUG-19 | OKELL'S FIREPLACE | WORK CATEGORY: 1M; INSTALL 1 DIRECT VENT GAS FIREPLACE INSERT PER MANUAL SPECS. GAS LINE BY OTHERS.
PW20190822350 | 22-AUG-19 | 1594 |  | 33RD | AV |  | ISSUED | 22-AUG-19 | SHING PLUMBING COMPANY | WORK CATEGORY: 2PA; INSTALL PLUMBING AND PLUMBING FIXTURES FOR REMODELING BATHROOMS.
PP20190822733 | 22-AUG-19 | 1638 |  | PAGE | ST | 0 | COMPLETE | 30-AUG-19 | LEISURE LIFE WALK IN TUBS AND SHOWERS | REMOVE (E) BATHTUB AND REPLACE WITH A NEW WALK IN TUB HOOK UP TO (E) PLBG.
PW20190822369 | 22-AUG-19 | 430 |  | CALIFORNIA | ST |  | ISSUED | 22-AUG-19 | D P W INC. | WORK CATEGORY: 5P; WORK TO BE COMPLETED ON THE 9TH FLOOR: 8 WATER CLOSETS 2 URINALS 6 WALL MOUNT LAVYS/FAUCETS 4 FLOOR DRAINS 1 DRINKING FOUNTAIN 1 MOP SINK/FAUCET 1 MOTHERS ROOM SINK/FAUCET 1 BREAKROOM SINK/FAUCET WITH COLD WATER SUPPLY TO 3 APPLIANCES BY OTHERS 1- 30 GAL WATER HEATER.
PMW20190822371 | 22-AUG-19 | 869 |  | CLAYTON | ST |  | ISSUED | 22-AUG-19 | OKELL'S FIREPLACE | WORK CATEGORY: 1M; INSTALL 1 DIRECT VENT GAS INSERT PER MANUAL SPECS. GAS LINE BY OTHERS.
PP20190822724 | 22-AUG-19 | 51 |  | SUSSEX | ST |  | ISSUED | 22-AUG-19 | HOME QUALITY REMODELING | 2/F BATHROOM REMODEL 1 SHOWER PAN
PW20190822379 | 22-AUG-19 | 149 |  | 09TH | ST |  | ISSUED | 22-AUG-19 | BAYLINE MECHANICAL INC | WORK CATEGORY: 5P; INSTALL SHOWERS AND RESTROOMS IN BASEMENT WITH EJECTOR PUMP.INSTALL ADA RESTROOMS ON FLOORS 1 3 AND 4.INSTALL KITCHEN PANTRIES ON FLOORS 1 3 AND 4.INSTALL ONE ROOF TOP PANTRY SINK .GAS LINE TO ROOF.DOMESTIC WATER PUMP IN BASEMENT.
PW20190822370 | 22-AUG-19 | 430 |  | CALIFORNIA | ST |  | ISSUED | 22-AUG-19 | D P W INC. | WORK CATEGORY: 5P; WORK TO BE COMPLETED ON THE 8TH FLOOR: 8 WATER CLOSETS 2 URINALS 6 WALL MOUNT LAVYS/FAUCETS 4 FLOOR DRAINS 1 DRINKING FOUNTAIN 1 MOP SINK/FAUCET 1 MOTHERS ROOM SINK/FAUCET 1 BREAKROOM SINK/FAUCET WITH COLD WATER SUPPLY TO 3 APPLIANCES BY OTHERS 1- 30 GAL WATER HEATER.
PMW20190822349 | 22-AUG-19 | 990 |  | VALENCIA | ST |  | ISSUED | 22-AUG-19 | INTEGRITY AIR SYSTEMS CORPORATION | WORK CATEGORY: 5M; PROVIDE AND INSTALL MECHANICAL PER PLANS
PW20190823388 | 23-AUG-19 | 714 |  | 23RD | AV |  | COMPLETE | 27-AUG-19 | NIGEL MULGREW PLUMBING INC. | WORK CATEGORY: 1P; NEW 4¿ SEWER LATERAL (APPROX. 25¿) AND HOUSE TRAP
PP20190823771 | 23-AUG-19 | 89 | 91 | STANYAN | BL |  | ISSUED | 23-AUG-19 | GALAXY BUILDING CONSTRUCTION | RENEW PP20180112885 FOR FINAL
PMW20190823395 | 23-AUG-19 | 1421 |  | MASONIC | AV | 54 | ISSUED | 23-AUG-19 | TUCK AIRE HTG &AIR COND. CORPDBA ATLAS H | WORK CATEGORY: 1M; INSTALLATION OF COLEMAN/YORK 1-STAGE FURNACE (60 000 BTU)
PW20190823402 | 23-AUG-19 | 58 |  | KEYSTONE | WY |  | ISSUED | 23-AUG-19 | SUPERIOR PLUMBING & FIRE PROTECTION | WORK CATEGORY: 1P; REPLACE OLD WATER SERVICE WITH NEW 1 1/4" COPPER PIPE TYPE L 20 FEET. RESIDENTAL.
PW20190823404 | 23-AUG-19 | 3649 |  | 21ST | ST |  | ISSUED | 23-AUG-19 | SAN FRANCISCO PLUMBING CO | WORK CATEGORY: 2PA; INSTALLING 5" HOUSE TRAP + SECTION OF SEWER
PP20190823744 | 23-AUG-19 | 16 |  | JENNIFER | PL | 0 | ISSUED | 23-AUG-19 | WATERS AND WATERS | ADD 1 BATHROOM RMEODEL 1 BATHROOM.
PP20190823747 | 23-AUG-19 | 770 |  | 23RD | AV |  | ISSUED | 23-AUG-19 | MODERN CONSTRUCTION INC | RENEWAL OF EXPIRED PERMIT PP20180605034. REMODEL 3 BATHROOMS AND 1 KITCHEN. 2 SHOWER PANS.
PP20190823767 | 23-AUG-19 | 1331 |  | HARRISON | ST |  | ISSUED | 23-AUG-19 | SGDM LLC | NEW TOILET NEW SINK NEW FAUCET NEW VANITY.
PP20190823751 | 23-AUG-19 | 140 |  | PORTOLA | DR |  | ISSUED | 23-AUG-19 | JVA MANAGEMENT CORP | RENEW PLUMBING PERMIT PP20090708523 FOR FINAL INSPECTION: ORIGINAL SCOPE "INSTALL PLUMBING AND PLUMBING FIXTURES FOR 7 UNITS APARTMENT BUILDING. RENEW EXPIRED PERMIT 486205."
PM20190823770 | 23-AUG-19 | 89 | 91 | STANYAN | BL |  | ISSUED | 23-AUG-19 | GALAXY BUILDING CONSTRUCTION | RENEW PM20180112887 FOR FINAL
PW20190823406 | 23-AUG-19 | 1625 |  | PACIFIC | AV | 0 | ISSUED | 23-AUG-19 | EARTHQUAKE ENTERPRISES INC DBA HETHERING | WORK CATEGORY: 8P; INSTALL NEW HOT WATER BOILER
PP20190823761 | 23-AUG-19 | 3839 |  | DIVISADERO | ST | 103/202 | ISSUED | 23-AUG-19 | DAVID JONE | UNITS 103 & 202: (2) SHOWER PANS
PP20190823764 | 23-AUG-19 | 430 |  | GREEN | ST |  | ISSUED | 23-AUG-19 | J C GENERAL CONSTRUCTOIN | REPLACE KITCHEN SINK
PW20190823398 | 23-AUG-19 | 864 |  | FRANCISCO | ST | 0 | ISSUED | 23-AUG-19 | THOMAS JAMES RASONSKY | WORK CATEGORY: 2PA; INSTALLING SHOWER PAN
PP20190823746 | 23-AUG-19 | 50 |  | BEALE | ST |  | ISSUED | 23-AUG-19 | MICHILLI INC | 28 SHOWER PAN INSTALLATION.
PP20190823772 | 23-AUG-19 | 3659 |  | 20TH | ST | 3661A | ISSUED | 23-AUG-19 | AXEL8 CONSTRUCTION | UNIT # 3661A: CONVERT EXISTING LIVING ROOM TO BEDROOM REHAB EXISTING KITCHEN AND BATHROOM WITH NEW PLUMBING AND PLUMBING FIXTURES THROUGHOUT REMODEL.
PP20190823750 | 23-AUG-19 | 130 |  | MOUNT VERNON | AV |  | ISSUED | 23-AUG-19 | KITCHEN EXPERTS OF CA INC. | KITCHEN REMODEL NEW CABINETS AND COUNTERS.
PM20190823752 | 23-AUG-19 | 140 |  | PORTOLA | DR |  | ISSUED | 23-AUG-19 | JVA MANAGEMENT CORP | RENEW MECHANICAL PERMIT PM20091120495 FOR FINAL INSPECTION: ORIGINAL SCOPE " INSTALL 7 FURNACES DUCTWORKS FLUES & 7 GAS FIREPLACES."
PW20190823405 | 23-AUG-19 | 300 |  | 16TH | ST |  | ISSUED | 23-AUG-19 | SUPERIOR AUTOMATIC SPRINKLER | WORK CATEGORY: 4PB; TENANT IMPROVEMENT OVERHEAD FIRE SPRINKLER INSTALLATION
PW20190823384 | 23-AUG-19 | 116 |  | CHANNEL | * |  | ISSUED | 23-AUG-19 | TERRY MECHANICAL INC | WORK CATEGORY: 6PA; MISCELLANEOUS PLUMBING INSTALLATION
PP20190823743 | 23-AUG-19 | 925 |  | GUERRERO | ST | 0 | ISSUED | 23-AUG-19 | JOS. C. SAND CO. INC. | REMOVE ILLEGAL BATHROOM IN BASEMENT.
PW20190823389 | 23-AUG-19 | 101 |  | MISSION | ST |  | ISSUED | 23-AUG-19 | KMC DESIGN GROUP | WORK CATEGORY: 5P; NEW BREAK ROOM ON THE 5TH FLOOR KMC#19125
PW20190823401 | 23-AUG-19 | 699 |  | 08TH | ST |  | ISSUED | 23-AUG-19 | R L H FIRE PROTECTION INC | WORK CATEGORY: 4PB; INSTALL 40 PENDENT SPRINKLERS AND 50 UPRIGHT SPRINKLERS.
PW20190823391 | 23-AUG-19 | 72 |  | 05TH | AV |  | ISSUED | 23-AUG-19 | CHUCK VOUTSELAS PLUMBING | WORK CATEGORY: 2PB; INSTALL NEW MAIN SEWER LINE FROM EXISTING HOUSE TRAP TO HOUSE 10 RAIN LEADER INLETS 2 SUMP DRAINS BASEMENT FLOOR DRAIN AND CONDENSATION DRAIN. NEW WATER SERVICE TO HOUSE FROM METER. ROUGH AND FINISH PLUMBING FOR 1ST FL 1/2 BATH AND KITCHEN SINK REFRIGE 2 DISH WASHERS. 2ND FL: 2 BATH RM 1 TOILET 2 LAVS ONE SHOWER IN EACH. 3RD FL: 1 BATHROOM 1 TOILET 1LAV ONE SHOWER. GARAGE ONE 1/2 BATHROOM: 1 TOILET ONE SINK. GAS PIPE: FROM METER TO BOILER FIRE PLACE KITCHEN STOVE.
PW20190823408 | 23-AUG-19 | 65 |  | LIBERTY | ST | 0 | COMPLETE | 29-AUG-19 | EARTHQUAKE ENTERPRISES INC DBA HETHERING | WORK CATEGORY: 8P; INSTALLATION OF NEW HOT WATER BOILER
PP20190823773 | 23-AUG-19 | 1632 |  | VALLEJO | ST | 3 | ISSUED | 23-AUG-19 | MORENO CONSTRUCTION | UNIT 3: BATHROOM REMODEL BATHROOM FAN
PP20190823758 | 23-AUG-19 | 2662 |  | BAKER | ST |  | ISSUED | 23-AUG-19 | MC PLUMBING | REMODEL BATHROOM: NEW SINK NEW SHOWER/TUB AND TOILET
PP20190823756 | 23-AUG-19 | 6 |  | LOCKSLEY | AV | 6M | ISSUED | 23-AUG-19 | DOBRY CONTRACTING | REPLACING 6 ANGLE STOPS IN KITCHEN AND BATHROOM. PM20190823757
PP20190823760 | 23-AUG-19 | 2649 |  | YORBA | ST |  | ISSUED | 23-AUG-19 | ODYSSEUS BUILDERS | INTERIOR REMODEL @ 1ST STORY. INSTALL EXT STAIR FROM 2ND FL TO REAR YARD. ADD 1 MEDIA ROOM WITH FULL BATH AT (E) GROUND FL
PW20190823409 | 23-AUG-19 | 280 |  | CIRCULAR | AV |  | COMPLETE | 28-AUG-19 | EXPERT PLUMBING SOLUTIONS | WORK CATEGORY: 1P; CATCH BASIN
PM20190823757 | 23-AUG-19 | 6 |  | LOCKSLEY | AV | 6M | ISSUED | 23-AUG-19 | DOBRY CONTRACTING | INSTALLING K VALVE UNIT AND MECHANICAL THERMOSTAT FOR STOVE HEATING SYSTEM. PP#20190823756
PW20190823393 | 23-AUG-19 | 500 |  | HOWARD | ST | 0 | ISSUED | 23-AUG-19 | PRIBUSS ENGINEERING INC | WORK CATEGORY: 4PB; JC4870. MODIFY SPRINKLER HEAD LOCATIONS TO ACCOMMODATE NEW CEILING AND PARTITION LAYOUT FOR NEW OFFICE SPACE ON 1ST FL.
PM20190823748 | 23-AUG-19 | 126 |  | LAGUNA | ST | 0 | ISSUED | 23-AUG-19 | TUCK AIRE HTG &AIR COND. CORPDBA ATLAS H | INSTALLATION OF (2) WILLIAMS CONSOLE HEATER. (20000 BTU).
PP20190823753 | 23-AUG-19 | 22 |  | SANTA MARINA | ST | 0 | ISSUED | 23-AUG-19 | GOLDEN SKY PLUMBING AND ROOTER | ROUGH PLUMBING ENTIRE HOUSE
PP20190823745 | 23-AUG-19 | 2443 |  | 15TH | ST |  | ISSUED | 23-AUG-19 | BOLTER CONSTRUCTION | REMODEL KITCHEN
PP20190823754 | 23-AUG-19 | 2750 |  | MARKET | ST | 101 | COMPLETE | 03-SEP-19 | SMELLY MEL'S | REPLACE SEWER LATERAL
PP20190823775 | 23-AUG-19 | 110 |  | FARALLONES | ST |  | ISSUED | 23-AUG-19 | HOMEOWNER'S PERMIT | TO OBTAIN FINAL INSPECTION FOR WORK UNDER PA 2019-0528-1814. TO COMPLY WITH NOV 200987130. OPEN THE WALL TO REMOVE THE PLUMBING IN BASEMENT STORAGE
PW20190823385 | 23-AUG-19 | 717 |  | BATTERY | ST |  | ISSUED | 23-AUG-19 | COMFORT DYNAMICS INC. | WORK CATEGORY: 3PB; INSTALL WATER FILTER
PW20190823399 | 23-AUG-19 | 117 |  | 22ND | AV |  | ISSUED | 23-AUG-19 | ACE PLUMBING & ROOTER | WORK CATEGORY: 1P; SEWER REPAIR AND TRENCH DRAIN INSTALLATION
PP20190823755 | 23-AUG-19 | 903 |  | MINNESOTA | ST |  | ISSUED | 23-AUG-19 | SMELLY MEL'S | REPLACE SEWER LATERAL HOUSE TRAP
PMW20190823396 | 23-AUG-19 | 531 |  | 30TH | ST |  | ISSUED | 23-AUG-19 | SKAATES CANEPA INC | WORK CATEGORY: 2M ; INSTALL OF A NEW BOILER
PM20190823765 | 23-AUG-19 | 357 |  | TOCOLOMA | AV |  | ISSUED | 23-AUG-19 | C T CONSTRUCTION & PLUMB | REPLACE FURNACE AND FLUE PIPE. PLUMBING PERMIT #PP20190823766
PW20190823386 | 23-AUG-19 | 1024 |  | SACRAMENTO | ST |  | COMPLETE | 26-AUG-19 | THOMAS FRIEL PLUMBING | WORK CATEGORY: 1P; FINAL INSPECTION NEEDED ON EXPIRED PERMIT PW20180109448
PW20190823392 | 23-AUG-19 | 88 |  | KEARNY | ST |  | ISSUED | 23-AUG-19 | KMC DESIGN GROUP | WORK CATEGORY: 5P; NEW BREAK ROOM SINK AND CARRIER RELOCATION ON THE 12TH FLOOR. KMC #19151
PP20190823749 | 23-AUG-19 | 2501 | 2515 | OCEAN | AV |  | COMPLETE | 30-AUG-19 | ARB INC | GAS HOUSE LINE EXTENSION APPROX 25'
PW20190823394 | 23-AUG-19 | 935 |  | 14TH | ST | 0 | ISSUED | 23-AUG-19 | ACE PLUMBING & ROOTER | WORK CATEGORY: 1P; REMODEL; KITCHEN AND BATHROOM
PW20190823400 | 23-AUG-19 | 45 |  | FREMONT | ST |  | ISSUED | 23-AUG-19 | R L H FIRE PROTECTION INC | WORK CATEGORY: 4PB; 31 RELOCATE PENDENT 25 ADDED PENDENT 21 RELOCATE UPRIGHT 12 ADDED UPRIGHT AND 2 DELETE SPRINKLERS.
PP20190823762 | 23-AUG-19 | 578 |  | 44TH | AV |  | ISSUED | 23-AUG-19 | JIAN LOU CONSTRUCTION CO. | RENEW EXPIRED PERMIT #PP20180518539 FOR FINAL INSPECTION.
PP20190823742 | 23-AUG-19 | 2101 |  | MISSION | ST |  | ISSUED | 23-AUG-19 | MCMAHON PLUMBING | UNIT 108: ONE HANDICAP BATHROOM AND ONE BREAKROOM SINK.
PP20190823774 | 23-AUG-19 | 420 |  | MISSION BAY BLVD NORTH | BL | 103 | ISSUED | 23-AUG-19 | SILVER ARROWS REMODEL | REMODEL OF GUEST BATHROOM INCLUDES BUILDING A SHOWER PAN REPLACING MIXING VALVE INSTALLING A NEW VANITY SINK AND FAUCET.
PW20190823403 | 23-AUG-19 | 619 |  | CLAYTON | ST |  | ISSUED | 23-AUG-19 | O'CONNOR PLUMBING & FIRE PROTECTION | WORK CATEGORY: 1P; REPLACEMENT OF A NEW DOMESTIC WATER SERVICE.
PW20190823387 | 23-AUG-19 | 101 |  | MISSION | ST |  | ISSUED | 23-AUG-19 | KMC DESIGN GROUP | WORK CATEGORY: 5P; RESTROOMS UPGRADES AND NEW BREAK ROOM ON THE 21ST FLOOR. KMC #19140
PW20190823407 | 23-AUG-19 | 201 |  | MACALLA | RD |  | ISSUED | 23-AUG-19 | O'BRIEN MECHANICAL INC II | WORK CATEGORY: 3PC; ALL PLUMBING PIPING FOR A NEW 124 UNIT CONDOMINIUM.
PW20190823397 | 23-AUG-19 | 650 |  | DELANCEY | ST | 409 | ISSUED | 23-AUG-19 | CARY WING PLUMBING & FIRE PROTECTION INC | WORK CATEGORY: 2PA; BATHROOM
PP20190823759 | 23-AUG-19 | 7555 |  | GEARY | BL | 304 | ISSUED | 23-AUG-19 | STRONG BUILDERS CONSTRUCTION INC | KITCHEN REMODEL BATHROOM REMODEL SHOWER PAN COMPLY WITH NOV 201978131
PM20190823763 | 23-AUG-19 | 578 |  | 44TH | AV |  | ISSUED | 23-AUG-19 | JIAN LOU CONSTRUCTION CO. | RENEW EXPIRED PERMIT PM20180518540 FOR FINAL INSPECTION.
PW20190823390 | 23-AUG-19 | 415 |  | MISSION | ST |  | ISSUED | 23-AUG-19 | KMC DESIGN GROUP | WORK CATEGORY: 5P; NEW RESTROOM AND UNI-SEX RESTROOM ON THE 51ST FLOOR. KMC#19138
PP20190823768 | 23-AUG-19 | 430 |  | 15TH | AV |  | ISSUED | 23-AUG-19 | SGDM LLC | NEW ADU NEW BATHROOM TOILET SINK VANITY NEW KITCHEN SINK FAUCETS.
PP20190823766 | 23-AUG-19 | 357 |  | TOCOLOMA | AV |  | ISSUED | 23-AUG-19 | C T CONSTRUCTION & PLUMB | PER UNIT LEGALIZATION ORDINANCE 43-14. LEGALIZE 1 KITCHEN 1 POWDER ROOM 2 BATHROOMS. REPLACE WATER HEATER. GAS PIPE TO STOVE. MECHANICAL PERMIT #PM20190823765
PP20190823769 | 23-AUG-19 | 601 |  | 22ND | ST |  | ISSUED | 23-AUG-19 | DAJANI CONSTRUCTION | 2 TOILETS 2 SINKS
PW20190824410 | 24-AUG-19 | 821 |  | IRVING | ST |  | ISSUED | 24-AUG-19 | ACE PLUMBING & ROOTER | WORK CATEGORY: 1P; SEWER REPAIR
PW20190824411 | 24-AUG-19 | 38 |  | 07TH | AV |  | COMPLETE | 30-AUG-19 | EOIN DE BARRA PLUMBING | WORK CATEGORY: 2PA; RUN GAS TO NEW GAS INSERT FIREPLACE
PW20190825414 | 25-AUG-19 | 41 |  | NEWBURG | ST |  | ISSUED | 25-AUG-19 | J A PLUMBING INC | WORK CATEGORY: 1P; REPLACE SIDE WALK SEWER PIPE AND HOUSE.
PW20190825413 | 25-AUG-19 | 121 |  | SPEAR | ST |  | ISSUED | 25-AUG-19 | CITY PREFERRED PLUMBING INC | WORK CATEGORY: 5P; 121 SPEAR STREET LEVEL RESTROOMS. RELOCATING (2) ADA WATER CLOSETS AND (1) REGULAR TOILET/ADDING (1) NEW TOILET IN WOMEN'S RESTROOM/INSTALLING NEW WATER CLOSET CARRIERS/INSTALLING NEW (2) TRAP PRIMERS FOR EXISTING FLOOR DRAINS/RELOCATING (1) URINAL AND ADDING WALL CLEAN-OUT/RELOCATING (2) LAVATORIES/ADDING (1) LAVATORY IN WOMEN'S RESTROOM/CAPPING OFF ANY PLUMBING NOT BEING USED IN THE WALL
PW20190825412 | 25-AUG-19 | 331 |  | DAY | ST |  | ISSUED | 25-AUG-19 | BROTHER COMPANY *** CHECK I.D. *** | WORK CATEGORY: 2PA; CHANGE 4 "" SEWER INSTALL 3 BATHROOMS 1 KITCHEN 1 LAUNDRY INSTALL GAS.
PP20190826790 | 26-AUG-19 | 1390 |  | MARKET | ST | 2718 | ISSUED | 26-AUG-19 | ROD'S GENERAL BUILDERS INC | PLUMBING WORK FOR KITCHEN AND BATHROOM REMODEL. FIXTURES ONLY.
PP20190826802 | 26-AUG-19 | 179 |  | 11TH | AV |  | ISSUED | 26-AUG-19 | PRECISE PLUMBING | REMODEL 1 BATHROOM WASTE AND VENT PIPING
PM20190826789 | 26-AUG-19 | 615 |  | SILVER | AV |  | ISSUED | 26-AUG-19 | GENERAL SF | LEGALIZE FURNACE.
PW20190826437 | 26-AUG-19 | 42 |  | DORANTES | AV |  | ISSUED | 26-AUG-19 | FLOW MASTERS PLUMBING INC | WORK CATEGORY: 4PA; INSTALL 42 NEW FIRE SPRINKLERS THROUGHTOUT PER NFPA 13R. INSTALL 2" DEDICATED FIRE SERVICE PER NFPA 24
PW20190826459 | 26-AUG-19 | 528 |  | HAIGHT | ST |  | ISSUED | 26-AUG-19 | MCMAHON PLUMBING | WORK CATEGORY: 2PA; ROUGH IN AND TRIM OUT PLUMBING FOR SHOWER AND BATHROOM SINK. REPLACE KITCHEN FAUCET AND DISHWASHER
PMW20190826441 | 26-AUG-19 | 1128 |  | MARKET | ST |  | ISSUED | 26-AUG-19 | CITY MECHANICAL INC | WORK CATEGORY: 5M; MECHANICAL IMPROVEMENTS
PW20190826429 | 26-AUG-19 | 47 |  | LAFAYETTE | ST |  | ISSUED | 26-AUG-19 | ACE PLUMBING & ROOTER | WORK CATEGORY: 1P; SEWER REPAIR
PW20190826439 | 26-AUG-19 | 2511 |  | BAKER | ST |  | ISSUED | 26-AUG-19 | DOKE'S PLUMBING INC. | WORK CATEGORY: 2PA; INSTALLATION OF A NEW RP DEVICE.
PMW20190826434 | 26-AUG-19 | 900 |  | KEARNY | ST |  | ISSUED | 26-AUG-19 | SCHMITT HEATING CO INC | WORK CATEGORY: 5M; 7TH FLOOR: REPLACE CONDENSATE PUMPS ON 4 - EXISTING HEAT PUMPS AND CONNECT TO DRAINS. INSTALL NEW SUPPLY AIR DUCTING.
PW20190826438 | 26-AUG-19 | 147 |  | PRAGUE | ST |  | COMPLETE | 27-AUG-19 | ECONOMY PLUMBING | WORK CATEGORY: 1P; REPAIR SEWER LINE AND WATER LINE
PP20190826806 | 26-AUG-19 | 1755 |  | FILBERT | ST | 28 | ISSUED | 26-AUG-19 | MY CONSTRUCTION GROUP INC | KITCHEN REMODEL UNIT 28
PP20190826823 | 26-AUG-19 | 1170 |  | RHODE ISLAND | ST |  | ISSUED | 26-AUG-19 | CONCEPT CONSTRUCTION ***SEE NOTE*** | RENEW EXPIRED PERMIT PP20180718258 FOR GAS TEST FINAL INSPECTION.
PP20190826776 | 26-AUG-19 | 789 |  | MISSION | ST |  | ISSUED | 26-AUG-19 | DELPHI ENTERPRISES:DBA AQUA DUCT PLUMB | EXTEND SEWER LINE SERVICE TO P.O.C- GRINDER SYSTEM.
PW20190826426 | 26-AUG-19 | 685 |  | MARKET | ST |  | ISSUED | 26-AUG-19 | CITY MECHANICAL INC | WORK CATEGORY: 5P; PROVIDE NEW WASTE AND VENT HOT AND COLD WATER TO NEW FIXTURE LOCATIONS FOR TACO CHICO.
PP20190826800 | 26-AUG-19 | 950 |  | TENNESSEE | ST |  | ISSUED | 26-AUG-19 | THOMPSON BUILDERS CORP/WEST BAY BUILDERS | SHOWER PAN INSTALLATION FOR 50 UNITS.
PMW20190826448 | 26-AUG-19 | 1350 |  | HAYES | ST |  | ISSUED | 26-AUG-19 | PACIFIC CONSTRUCTION & RADIANT HEAT | WORK CATEGORY: 2M ; RADIANT HEATING SYSTEM W/DHW PRODUCTION WALL HUNG MOD/CON COMBI BOILER
PP20190826777 | 26-AUG-19 | 1828 |  | 29TH | AV |  | ISSUED | 26-AUG-19 | HOMEOWNER'S PERMIT | KITCHEN REMODEL RELOCATE GAS LINEW REPLACE/REMOVE SINK.
PP20190826830 | 26-AUG-19 | 610 |  | PAGE | ST |  | ISSUED | 26-AUG-19 |  | TRENCH DRAIN ON EAST SIDE OF HOUSE.
PP20190826807 | 26-AUG-19 | 1020 |  | POST | ST | 0 | ISSUED | 26-AUG-19 | FAULT LINE PLUMBING INC | REPLACE STEAM BOILER W/ SERIAL #61965620899; NEW #NOT YET KNOWN
PP20190826817 | 26-AUG-19 | 1165 |  | FRANCISCO | ST | 0 | ISSUED | 26-AUG-19 | H CONSTRUCTION CO | 2 ADUS WITH 3 BATH 2 KITCHEN 3 TOILET 3 VANITY SINKS 2 KITCHENS SINKS.
PM20190826793 | 26-AUG-19 | 3661 |  | 19TH | ST | 101 | COMPLETE | 29-AUG-19 | PENINSULA HEATING | REPLACE DUAL WALL HEATERS
PW20190826418 | 26-AUG-19 | 3959 |  | 19TH | ST |  | ISSUED | 26-AUG-19 | BRIAN FUSCO PLUMBING | WORK CATEGORY: 1P; REPAIRS INSP. REPORT CC8385 CONDO CONV.
PP20190826813 | 26-AUG-19 | 1 |  | MARKET | ST |  | ISSUED | 26-AUG-19 | PRESTON PIPELINES INC | INSTALL ONE 8" SEWER SERVICE FROM TIE-IN AT EXISTING MAIN TO BUILDING POINT OF CONNECTION. TOTAL LENGTH IS APPROX 26 LF.
PW20190826443 | 26-AUG-19 | 64 |  | TOWNSEND | ST |  | ISSUED | 26-AUG-19 | CA UNITED MECHANICAL INC | WORK CATEGORY: 5P; BATHROOM TOILETS LAVS BREAK-ROOM AND DRINKING FOUNTAIN
PP20190826809 | 26-AUG-19 | 80 |  | ALPHA | ST |  | ISSUED | 26-AUG-19 | THREE BROTHERS CONSTRUCTION | REMODEL BATHROOM & KITCHEN. NEW FIXTURS.
PM20190826815 | 26-AUG-19 | 419 |  | 28TH | AV |  | ISSUED | 26-AUG-19 | ZH MECHANICAL INC | INSTALL NEW HYDRONIC HEAT SYSTEM AND VENT PIPE.
PW20190826431 | 26-AUG-19 | 852 |  | FAXON | AV |  | ISSUED | 26-AUG-19 | ECONOMY PLUMBING | WORK CATEGORY: 1P; REPAIR WATER LINE INSIDE OF HOUSE
PW20190826432 | 26-AUG-19 | 2 |  | WEST PORTAL | AV |  | ISSUED | 26-AUG-19 | LEV'S PLUMBING CO | WORK CATEGORY: 1P; REPLACE EXISTING 30 GAL. E/WATER HEATER WITH NEW
PP20190826825 | 26-AUG-19 | 279 |  | COLUMBUS | AV | 0 | ISSUED | 26-AUG-19 | COSTELLO'S PLUMBING | AMEND PREVIOUS PERMIT PP20190805128 TO REFLECT THE COST OF A RESTARANT FEE.
PW20190826420 | 26-AUG-19 | 348 |  | WALLER | ST |  | ISSUED | 26-AUG-19 | J COMPARAN PLUMBING INC | WORK CATEGORY: 2PB; ROUGH IN PLUMBING FOR 1 FULL BATHROOM AND 1 KITCHENRECONNECT SEWER INTO EXISTING.NEW GAS MAIN FOR STOVE AND WATER HEATER.
PW20190826458 | 26-AUG-19 | 787 |  | CASTRO | ST |  | COMPLETE | 03-SEP-19 | TODD MORRIS FIRE PROTECTION INC. | WORK CATEGORY: 4PA; FINAL FIRE SPRINKLERS PLUMB INSPECTION( BACKFLOW INSPECTION)
PW20190826436 | 26-AUG-19 | 2531 |  | MCALLISTER | ST |  | ISSUED | 26-AUG-19 | ROS PLUMBING | WORK CATEGORY: 1P; INSTALL ALL NEW PLUMBING .INSTALL NEW UNDER GROUNG PLUMBING .NEW SEWER HOUSE TRAP DOMESTIC HOT AND COLD WATER .NEW GAS LINES
PP20190826803 | 26-AUG-19 | 2855 |  | FILBERT | ST |  | ISSUED | 26-AUG-19 | POP PLUMBING INC. | TO OBTAIN A FINAL INSPECTION FOR WORK APPROVED UNDER PREVIOUS PERMIT PW20180813772.
PP20190826811 | 26-AUG-19 | 926 |  | GROVE | ST | 8 | ISSUED | 26-AUG-19 | CAPETA RADIANT HAT SYSTEMS | REPLACE BACKFLOW PREVENTER.
PW20190826455 | 26-AUG-19 | 2193 |  | 09TH | AV |  | ISSUED | 26-AUG-19 | K A LAU CONSTRUCTION | WORK CATEGORY: 1P; HALLWAY GUEST BATHROOM - MODIFY BATHTUB IN THE HALLWAY GUEST BATHROOM TO A SHOWER STALL AND SOAKING TUB. NO CHANGES IN TOILET VANITY AND FLOOR TILES.
PP20190826780 | 26-AUG-19 | 745 |  | TREAT | AV |  | FILED | 26-AUG-19 | SAN FRANCISCO REC AND PARK | MISSION ARTS: REMOVE PARKER BOILER SERIAL #30146. INSTALL (2) IBC BOILERS SERIAL #S: SL26-260G3-03895 AND SL26-260G3-03884.
PP20190826821 | 26-AUG-19 | 1 | 302 | AVALON | AV |  | ISSUED | 26-AUG-19 | SETON PACIFIC CONSTRUCTION | TRENCH AND INSTALL STORM DRAIN PIPE
PW20190826444 | 26-AUG-19 | 699 |  | 08TH | ST |  | ISSUED | 26-AUG-19 | R L H FIRE PROTECTION INC | WORK CATEGORY: 4PB; INSTALL 120 UPRIGHTS AND 36 PENDENT SPRINKLERS.
PP20190826792 | 26-AUG-19 | 1390 |  | MARKET | ST | 0 | ISSUED | 26-AUG-19 | ROD'S GENERAL BUILDERS INC | PLUMBING WORK FOR KITCHEN AND BATHROOM REMODEL. FIXTURES ONLY.
PMW20190826449 | 26-AUG-19 | 2270 |  | 35TH | AV |  | ISSUED | 26-AUG-19 | SCHMITT HEATING CO INC | WORK CATEGORY: 1M; INSTALL TWO NEW CONDENSATE DRAIN LINES.
PP20190826794 | 26-AUG-19 | 3434 | 3436 | SCOTT | ST |  | ISSUED | 26-AUG-19 | MACROBUILD CORPORATION | REMODEL KITCHEN BATHROOM SHOWER PAN LAUNDRY ROOM REPLACE WATER HEATER IN EACH UNIT.
PP20190826798 | 26-AUG-19 | 4677 |  | 18TH | ST |  | ISSUED | 26-AUG-19 | BAY AREA RESTORATION AND BUILDERS | NEW SHOWER VALVE REPLACE TOILET & SINK. INSTALL SHOWER PAN
PW20190826430 | 26-AUG-19 | 415 |  | MISSION | ST |  | ISSUED | 26-AUG-19 | GOLDEN GATE FIRE PROTECTION INC | WORK CATEGORY: 4PB; 19238 RELOCATE 63 HEADS ON THE 51ST FLOOR
PM20190826814 | 26-AUG-19 | 3107 |  | FRANKLIN | ST |  | COMPLETE | 28-AUG-19 | ZH MECHANICAL INC | INSTALL NEW HYDRONIC HEATING SYSTEM AND VENT PIPES.
PM20190826829 | 26-AUG-19 | 3459 | 3459 | MISSION | ST |  | ISSUED | 26-AUG-19 | NEW STAR CONSTRUCTION | TWO NEW FURNACE FOR EACH UNIT A AND B.
PP20190826778 | 26-AUG-19 | 3957 |  | WASHINGTON | ST |  | ISSUED | 26-AUG-19 | MICHAEL JURADO | REMOVE WASTE AND VENT STACK IN LIGHT WELL AND RE-INSTALL AFTER NEW SIDING IS INSTALLED
PP20190826816 | 26-AUG-19 | 2350 |  | WASHINGTON | ST | 5 | ISSUED | 26-AUG-19 | NOMELLINI CONSTRUCTION * ASK FOR ID * | UNIT 5 - PLUMBING WORKS IN BATH AND KITCHEN. NEW FIXTURE. MOVE WATER LINE
PP20190826791 | 26-AUG-19 | 1390 |  | MARKET | ST | 1402 | ISSUED | 26-AUG-19 | ROD'S GENERAL BUILDERS INC | PLUMBING WORK FOR KITCHEN AND BATHROOM REMODEL. FIXTURES ONLY.
PP20190826805 | 26-AUG-19 | 548 |  | BRANNAN | ST | 303 | ISSUED | 26-AUG-19 | ROD'S GENERAL BUILDERS INC | KITCHEN REMODEL.
PW20190826445 | 26-AUG-19 | 303 |  | 02ND | ST |  | ISSUED | 26-AUG-19 | R L H FIRE PROTECTION INC | WORK CATEGORY: 4PB; RELOCATE 12 AND ADD 7 SPRINKLERS.
PMW20190826423 | 26-AUG-19 | 1301 |  | 29TH | AV |  | ISSUED | 26-AUG-19 | OKELL'S FIREPLACE | WORK CATEGORY: 1M; INSTALL 1 DIRECT VENT GAS FIREPLACE PER MANUAL SPECS. GAS LINE BY OTHERS.
PP20190826812 | 26-AUG-19 | 926 |  | GROVE | ST | 5 | ISSUED | 26-AUG-19 | CAPETA RADIANT HAT SYSTEMS | REPLACE OF BACKFLOW PREVENTER
PP20190826818 | 26-AUG-19 | 2479 |  | 30TH | AV |  | ISSUED | 26-AUG-19 | HO BOK CONSTRUCTION | REMODEL KITCHEN.
PP20190826832 | 26-AUG-19 | 1078 |  | CAPP | ST |  | COMPLETE | 29-AUG-19 | KENNY J M YU | RE-ISSUE PINK TAG.
PM20190826795 | 26-AUG-19 | 3434 | 3436 | SCOTT | ST |  | ISSUED | 26-AUG-19 | MACROBUILD CORPORATION | REPLACE FURNACE AND DUCTING FOR TWO UNITS
PP20190826786 | 26-AUG-19 | 1634 |  | ALABAMA | ST |  | ISSUED | 26-AUG-19 | RINALDI CONSTRUCTION | REMODEL 1 BAHTROOM ADD 2 NEW BATHROOMS SHOWER PAN
PW20190826450 | 26-AUG-19 | 332 |  | MAGELLAN | AV |  | ISSUED | 26-AUG-19 | NORTH SOUTH PLUMBING INC. | WORK CATEGORY: 1P; WE ARE REMODELING AN EXISTING BATHROOM WITH SHOWER PAN. WE ARE ADDING ON HYDRONIC LOOP FOR THIS BATHROOM TO AN EXISTING HYDRONIC SYSTEM.
PM20190826783 | 26-AUG-19 | 226 |  | 06TH | ST |  | ISSUED | 26-AUG-19 | OCCIDENTAL EXPRESS | REPLACE ALL FURNACE FOR NEW ONE AND DUCTS
PW20190826417 | 26-AUG-19 | 1 |  | POST | ST |  | ISSUED | 26-AUG-19 | AYOOB & PEERY PLUMBING | WORK CATEGORY: 4PB; LOBBY: ADD (14) RELOCATE (62) AND REMOVE (12) FIRE SPRINKLERS PER TI. REF#: 2019-0808-8304 JOB#: 19-619
PP20190826827 | 26-AUG-19 | 3459 | 3459 | MISSION | ST |  | ISSUED | 26-AUG-19 | NEW STAR CONSTRUCTION | ADDING ONE BATHROOM AND KITCHEN ON EACH UNIT. NEW PLUMBING AND PLUMBING FIXTURES THROUGHOUT UNIT A AND B.
PP20190826820 | 26-AUG-19 | 20 |  | GLORIA | CT |  | ISSUED | 26-AUG-19 | WINDER CONSTRUCTION INC | NEW BATHROOM AND KITCHEN REMODEL. SHOWER PAN
PP20190826826 | 26-AUG-19 | 15 |  | NOBLES | AL |  | ISSUED | 26-AUG-19 | EVERWIN GROUP | UNIT 2 - REMODEL BATH AND KITCHEN
PW20190826422 | 26-AUG-19 | 1 |  | MARKET | ST |  | ISSUED | 26-AUG-19 | GOLDEN GATE FIRE PROTECTION INC | WORK CATEGORY: 4PB; 19-250 RELOCATE HEADS BACK TO BASE BUILDING SYSTEM FOR DEMO OF FLOORS 92 HEADS ON 20TH 90 HEADS ON THE 21ST FLOOR 91 HEADS ON THE 21ST FLOOR
PP20190826804 | 26-AUG-19 | 208 |  | PENNSYLVANIA | ST | 207 | ISSUED | 26-AUG-19 | ROD'S GENERAL BUILDERS INC | KITCHEN REMODEL.
PW20190826457 | 26-AUG-19 | 273 |  | WALLER | ST |  | COMPLETE | 29-AUG-19 | AAA RESTAURANT FIRE CONTROL/DBA AAA FIRE | WORK CATEGORY: 4PA; RENEWED PLUMBING PERMIT TO BE ABLE TO FINAL OUT EXPIRED PLUMBING PERMIT #PP20170705729 FIRE SPRINKLERS DONE AND APPROVED JUST NEED FINAL PLUMBING INSPECTION.
PMW20190826456 | 26-AUG-19 | 38 |  | 07TH | AV |  | ISSUED | 26-AUG-19 | OKELL'S FIREPLACE | WORK CATEGORY: 1M; INSTALL 1 DIRECT VENT GAS INSERT PER MANUAL SPECS. GAS LINE BY OTHERS.
PW20190826451 | 26-AUG-19 | 720 |  | FILLMORE | ST |  | ISSUED | 26-AUG-19 | SDP PLUMBING INC DBA MR. ROOTER PLUMBING | WORK CATEGORY: 1P; HOUSE TRAP
PP20190826828 | 26-AUG-19 | 665 |  | BUSH | ST |  | ISSUED | 26-AUG-19 | AURA FIRE SAFETY INC | ADD (9) FIRE SPRINKLER HEADS
PMW20190826416 | 26-AUG-19 | 547 |  | UNION | ST | 0 | ISSUED | 26-AUG-19 | STATE SHEET METAL WORKSINC. | WORK CATEGORY: 2M ; INSTALL TWO 95% HIGH EFF. GAS FURNACES TO FLATS 1 & 3 LOWER AND TOP FLOORS.
PP20190826796 | 26-AUG-19 | 1243 | 1245 | SILVER | AV |  | ISSUED | 26-AUG-19 | ALONZO CONSTRUCTION | 1/F RELOCATE POWDER ROOM ADD 1 LAUDRY ROOM.
PW20190826427 | 26-AUG-19 | 30 |  | BRIGHTON | AV |  | ISSUED | 26-AUG-19 | AFFORDABLE WATER HEATERS AND PLUMBING IN | WORK CATEGORY: 1P; REPLACE WATER HEATER SAME LOCATION
PW20190826428 | 26-AUG-19 | 600 |  | MONTGOMERY | ST |  | ISSUED | 26-AUG-19 | GOLDEN GATE FIRE PROTECTION INC | WORK CATEGORY: 4PB; GGFP19-266 DEMO COPPER SYSTEM AND INSTALL NEW MAIN BRANCH LINES AND 109 UPRIGHTS ON THE 17TH FLOOR
PP20190826787 | 26-AUG-19 | 3515 |  | 25TH | ST |  | COMPLETE | 29-AUG-19 | L CABRAL CONSTRUCTION | TO AMMEND PERMIT #PP20190424175 (TO INSTALL KITCHEN SINK/FAUCETS) ADD P-TRAP TO SCOPE
PMW20190826440 | 26-AUG-19 | 305 |  | ROOSEVELT | WY |  | ISSUED | 26-AUG-19 | OKELL'S FIREPLACE | WORK CATEGORY: 1M; INSTALL 1 DIRECT VENT GAS FIREPLACE PER MANUAL SPECS. GAS LINE BY OTHERS.
PW20190826415 | 26-AUG-19 | 612 |  | HOWARD | ST |  | ISSUED | 26-AUG-19 | S AND G PLUMBING INC | WORK CATEGORY: 2PA; 2ND AND 5TH FLOOR BATH ROOM AND BREAK ROOM REMODELING PLUMBING WORK WATER AND WASTE VENT TO FINAL INSTALL .
PM20190826779 | 26-AUG-19 | 286 |  | UPPER | TR |  | ISSUED | 26-AUG-19 | A+ QUALITY H V A C | H.E GAS FURNACE REPLACEMENT SUPPLY AND RETURN PLENUMS FLUE PIPE AND CONDENSATION DRAIN CONNECTIONS.
PP20190826784 | 26-AUG-19 | 1737 |  | SUTTER | ST |  | COMPLETE | 03-SEP-19 | TRUE LINE CONSTRUCTION | SHOWER PAN INSTALLATION.
PW20190826421 | 26-AUG-19 | 348 |  | WALLER | ST |  | ISSUED | 26-AUG-19 | J COMPARAN PLUMBING INC | WORK CATEGORY: 2PB; ROUGH IN PLUMBING FOR 1 FULL BATHROOM AND 1 KITCHENINSTALL ON DEMAND WATER HEATER NEW GAS MAIN FOR STOVE AND WATER HEATER.
PW20190826435 | 26-AUG-19 | 2130 |  | FULTON | ST |  | ISSUED | 26-AUG-19 | THERMA LLC | WORK CATEGORY: 5P; INSTALL (1) SINK WITH POINT OF USE ELECTRIC WATER HEATER
PW20190826424 | 26-AUG-19 | 706 |  | MISSION | ST |  | ISSUED | 26-AUG-19 | D & J TILE COMPANY INC. | WORK CATEGORY: 1P; 61 VISITS. 366 SHOWER PANS
PW20190826425 | 26-AUG-19 | 201 |  | CALIFORNIA | ST | 0 | ISSUED | 26-AUG-19 | GOLDEN GATE FIRE PROTECTION INC | WORK CATEGORY: 4PB; 19-237 RELOCATE 25 UPRIGHTS ON THE 14TH FLOOR
PP20190826781 | 26-AUG-19 | 55 |  | WAWONA | ST |  | ISSUED | 26-AUG-19 | JZHANG'S CONSTRUCITON INC | INSTALL 1 SINK 1 TOILET 1 SHOWER WASHER/DRYER 1 SHOWER PAN
PW20190826447 | 26-AUG-19 | 1143 |  | GOETTINGEN | ST |  | ISSUED | 26-AUG-19 | HARRIS WATER HEATERS | WORK CATEGORY: 1P; INSTALL 40 GALLON WATER HEATER
PM20190826797 | 26-AUG-19 | 1243 | 1245 | SILVER | AV |  | ISSUED | 26-AUG-19 | ALONZO CONSTRUCTION | RELOCATE (E) FURNACE.
PP20190826782 | 26-AUG-19 | 1641 |  | GROVE | ST |  | ISSUED | 26-AUG-19 | MADDEN PLUMBING LLC | RENEWAL OF PERMIT PW20171019714. ROUGH IN & TRIM OUT 96) BATHROOMS (3) KITCHENS (1) LAUNDRY
PM20190826808 | 26-AUG-19 | 1005 |  | BAKER | ST |  | ISSUED | 26-AUG-19 | STUCKERT HTG & SHEET METAL | RENEW PERMIT PM201823228
PP20190826799 | 26-AUG-19 | 261 |  | HENRY | ST |  | ISSUED | 26-AUG-19 | C T CONSTRUCTION & PLUMB | INSTALL TWO TOILET 1 SINK ONE SHOWER AND ONE WASHER. 1.5 BATHROOMS.
PW20190826433 | 26-AUG-19 | 1722 |  | UNION | ST |  | ISSUED | 26-AUG-19 | ACE PLUMBING & ROOTER | WORK CATEGORY: 1P; WATER LINE REPLACEMENT
PP20190826831 | 26-AUG-19 | 1983 |  | JEFFERSON | ST | 0 | ISSUED | 26-AUG-19 | AURA FIRE SAFETY INC | FIRE SPRINKLER INSPECTION
PP20190826822 | 26-AUG-19 | 4 |  | GUY | PL |  | ISSUED | 26-AUG-19 | AZUL WORKS INC. | CONNECT EXISTING SEWER LINE TO MAIN 12" VCP SEWER LINE. ALL EXTERIOR WORK ONLY.
PW20190826442 | 26-AUG-19 | 1711 |  | BAKER | ST |  | ISSUED | 26-AUG-19 | DOKE'S PLUMBING INC. | WORK CATEGORY: 2PB; REMODEL OF 3 BATHROOMS AND 2 KITCHENS AND INSTALLATION OF 1 SAND TRAP.
PP20190826801 | 26-AUG-19 | 506 |  | BELLA VISTA | WY |  | ISSUED | 26-AUG-19 | L C BUILDERS INC | 1 NEW LAUNDRY ROOM AND ROOT DRAIN DRAIN
PMW20190826446 | 26-AUG-19 | 256 |  | CASITAS | AV |  | ISSUED | 26-AUG-19 | HYDROTECH | WORK CATEGORY: 1M; INSTALL RADIANT HEATING SYSTEM
PP20190826810 | 26-AUG-19 | 1450 |  | HYDE | ST |  | ISSUED | 26-AUG-19 | SF UNDERGROUND | REPLACE SEWER LATERAL FROMBUILDING TO TRAP.
PW20190826453 | 26-AUG-19 | 2932 |  | KIRKHAM | ST |  | ISSUED | 26-AUG-19 | FONTANA | WORK CATEGORY: 2PB; TWO STORY REMODEL.
PW20190826460 | 26-AUG-19 | 345 |  | MIRAMAR | AV |  | ISSUED | 26-AUG-19 | CITY PLUMBING COMPANY | WORK CATEGORY: 2PB; NEW KITCHEN NEW LAUNDRY 2 & 1/2 NEW BATHROOMS WITH 2 SHOWER PAN NEW 1&1/4" WATER SERVICE
PMW20190826419 | 26-AUG-19 | 3959 |  | 19TH | ST |  | COMPLETE | 30-AUG-19 | BRIAN FUSCO PLUMBING | WORK CATEGORY: 1M; CONDO CONVERSION REPAIRS REPORT CC8385
PP20190826824 | 26-AUG-19 | 279 |  | COLUMBUS | AV | 0 | FILED | 26-AUG-19 | COSTELLO'S PLUMBING | AMEND TO REFLEECT RESTURANT FEE.
PW20190826452 | 26-AUG-19 | 2444 |  | ULLOA | ST |  | COMPLETE | 30-AUG-19 | FIVE STAR PLUMBING & ROOTER | WORK CATEGORY: 1P; SEWER LATERAL REPLACEMENT
PP20190826819 | 26-AUG-19 | 2190 |  | BROADWAY | * |  | ISSUED | 26-AUG-19 | S AND G PLUMBING INC | REPLACEMENT OF BACKFLOW DEVICE IN BOILER RM ON 12TH FL.
PP20190826788 | 26-AUG-19 | 615 |  | SILVER | AV |  | ISSUED | 26-AUG-19 | GENERAL SF | ASDFA
PW20190826454 | 26-AUG-19 | 1285 |  | 04TH | ST |  | ISSUED | 26-AUG-19 | D P W INC. | WORK CATEGORY: 5P; NINE SINKS TWO SMALL TOILET ROOMS ONE MOP SINK AND WATER HEATER ON THE GROUND FLOOR.
PW20190827478 | 27-AUG-19 | 865 |  | MARKET | ST |  | ISSUED | 27-AUG-19 | K E P PLUMBING INC. | WORK CATEGORY: 5P; K E P #19-043 TOURNEAU SPACE #100 NEW MOP SINK AND KITCHEN SINK WITH WATER HEATER. CONDENSATE PIPING TO 2 UNITS.
PM20190827855 | 27-AUG-19 | 170 |  | COLUMBUS | AV |  | FILED | 27-AUG-19 | INFINIUM AIR INC | ASDF
PP20190827845 | 27-AUG-19 | 2844 |  | LYON | ST | 203 | ISSUED | 27-AUG-19 | SURE INC. | REMODEL UNIT: REMODEL (E) BATHROOM & ADD NEW BATHROOM & RELOCATE KITCHEN. NEW PLUMBING AS NECCESSARY. INCLUDING 1 SHOWER PAN.
PP20190827866 | 27-AUG-19 | 155 |  | 22ND | AV |  | ISSUED | 27-AUG-19 | STEVEN HARRIS GLORIT PLUMB CON. | REMODEL EXISTING BATHROOM IN GARAGE.
PP20190827836 | 27-AUG-19 | 349 |  | PRECITA | AV |  | COMPLETE | 28-AUG-19 | Y C PLUMBING INC | INSTALL BACKFLOW AT DOWNSTAIRS BACKYARD LF007 SN 28846
PMW20190827480 | 27-AUG-19 | 2647 |  | PIERCE | ST |  | COMPLETE | 30-AUG-19 | SCHMITT HEATING CO INC | WORK CATEGORY: 1M; INSPECTION SERVICES FOR COOLING UNIT IN CONJUNCTION WITH BUILDING DEPARTMENT PERMIT #2019-05-31-2157.
PP20190827853 | 27-AUG-19 | 101 |  | SPEAR | ST |  | ISSUED | 27-AUG-19 | R L H FIRE PROTECTION INC | INSTALL 90 NEW UPRIGHT SPRINKLERS
PP20190827868 | 27-AUG-19 | 24 |  | 06TH | AV |  | ISSUED | 27-AUG-19 | W N G S CONSTRUCTION | RENEW PERMIT PP20180322911 FOR FINAL INSPECTION
PW20190827491 | 27-AUG-19 | 350 |  | JERSEY | ST |  | ISSUED | 27-AUG-19 | FLOW MASTERS PLUMBING INC | WORK CATEGORY: 2PB; RENEW EXPIRED PERMIT PW20180720302: FULL HOUSE REMODEL
PW20190827493 | 27-AUG-19 | 126 |  | ENCLINE | CT |  | COMPLETE | 30-AUG-19 | ACE PLUMBING & ROOTER | WORK CATEGORY: 1P; SEWER REPAIR
PM20190827871 | 27-AUG-19 | 47 |  | NEWBURG | ST |  | ISSUED | 27-AUG-19 | JASON LIU CONSTRUCTION COMPANY | INSTALL 1) FURNACE 1) WATER HEATER
PW20190827487 | 27-AUG-19 | 2675 |  | GEARY | BL |  | ISSUED | 27-AUG-19 | H & M FIRE PROTECTION INC. | WORK CATEGORY: 4PB; INSTALL FIRE SPRINKLERS IN ELEVATOR SHAFT.
PP20190827839 | 27-AUG-19 | 300 |  | 16TH | ST |  | COMPLETE | 28-AUG-19 | COSCO FIRE PROTECTION INC | TI INSTALLATION OF 24 SPRINKLERS IN OFFICE SPACE
PP20190827846 | 27-AUG-19 | 114 |  | CORWIN | ST |  | COMPLETE | 29-AUG-19 | ALVARADO TILE STONE | 2 SHOWER PANS.
PW20190827479 | 27-AUG-19 | 2990 |  | BAKER | ST |  | COMPLETE | 29-AUG-19 | ARS INC. DBA RESCUE ROOTER | WORK CATEGORY: 1P; 70' DRAIN LINE REPLACEMENT IN STANDING CRAWL SPACE.
PP20190827838 | 27-AUG-19 | 1255 |  | BAY | ST |  | ISSUED | 27-AUG-19 | LUPO DEVELOPMENT CONSTRUCTION | INSTALL PLUMBING FOR NEW UNIT AND REWORK PLUMBING FOR LOWER UNIT. ONE KITCHEN FIVE BATHROOMS UNDERGROUND FOR LOWER UNIT. ALL OTHER PLUMBING ASSOCIATED WITH NEW BLDG & ALTERATION OF LOWER UNIT. FOUR SHOWER PANS
PP20190827864 | 27-AUG-19 | 440 |  | SOUTH VAN NESS | AV | 0 | COMPLETE | 27-AUG-19 | FLOW TEC INC | STRAP WATER HEATER
PW20190827497 | 27-AUG-19 | 101 |  | MONTGOMERY | ST |  | ISSUED | 27-AUG-19 | BAYLINE MECHANICAL INC | WORK CATEGORY: 5P; FLOOR 28 - INSTALL ONE NEW WATER LINE
PW20190827477 | 27-AUG-19 | 25 |  | BROADWAY | * |  | ISSUED | 27-AUG-19 | KMC DESIGN GROUP | WORK CATEGORY: 5P; NEW BREAK SINK FINISHES KMC #19086
PW20190827476 | 27-AUG-19 | 566 |  | DE HARO | ST |  | COMPLETE | 28-AUG-19 | O'CONNOR PLUMBING & FIRE PROTECTION | WORK CATEGORY: 2PA; TO OBTAIN FINAL INSPECTION FOR EXPIRED PERMIT : PW20180502514
PM20190827837 | 27-AUG-19 | 1255 |  | BAY | ST |  | ISSUED | 27-AUG-19 | LUPO DEVELOPMENT CONSTRUCTION | INSTALL HYDRONIC HEATER FOR UPPER UNIT. LOWER UNIT TO HAVE REWORKED DUCTING FOR EXISTING UNIT
PP20190827842 | 27-AUG-19 | 723 |  | VIENNA | ST |  | ISSUED | 27-AUG-19 | HOMEOWNER'S PERMIT | BATHROOM REMODEL NEW VANITY WC SHOWER 2 VALVES & SHOWER PAN
PM20190827867 | 27-AUG-19 | 24 |  | 06TH | AV |  | ISSUED | 27-AUG-19 | W N G S CONSTRUCTION | RENEW PERMIT FOR FINAL INSPECTION FOR FINAL INSPECTION
PP20190827847 | 27-AUG-19 | 3835 |  | ULLOA | ST |  | COMPLETE | 28-AUG-19 | ALVARADO TILE STONE | 1 SHOWER PAN.
PW20190827475 | 27-AUG-19 | 3693 |  | 17TH | ST |  | ISSUED | 27-AUG-19 | ACE PLUMBING & ROOTER | WORK CATEGORY: 1P; SEWER REPAIR
PP20190827835 | 27-AUG-19 | 2240 |  | PACIFIC | AV | 0 | ISSUED | 27-AUG-19 | PRIBUSS ENGINEERING INC | FA 12152- REMOVE OLD 25 YEAR PEERLESS JO-6 FDA STEAM BOILER. SUPPLY AND INSTALL NEW PEERLESS 64-08 STEAM BOILER.
PP20190827870 | 27-AUG-19 | 1647 |  | GROVE | ST |  | ISSUED | 27-AUG-19 | R E LYON PLUMBING | ROUGH AND FINISH PLUMBING. ONE BATHROOM SHOWER PAN LAVATORY TOILET
PP20190827858 | 27-AUG-19 | 82 |  | IDORA | AV |  | ISSUED | 27-AUG-19 | AAA CONSTRUCTION & DESIGN | SHOWER TO TUB CONVERSION. TOILET REPLACEMENT. VANITY INSTALLATION
PM20190827852 | 27-AUG-19 | 3258 |  | LYON | ST |  | ISSUED | 27-AUG-19 | JUAN JOSE ARTEAGA | NEW RADIANT HEAT SYS ON ALL 3 FLOORS 3 ZONES AND HIGH EFFICIENCY TANKLESS RADIANT HEAT BOILER INSTALL
PP20190827862 | 27-AUG-19 | 20 |  | 12TH | ST |  | ISSUED | 27-AUG-19 | SUPER HOME BUILDERS INC. | 2/F: REPLACE SHOWER PANS & FAUCETS.
PP20190827843 | 27-AUG-19 | 505 |  | OFARRELL | ST |  | ISSUED | 27-AUG-19 | BAY AREA MECHANICAL & ENG | INSTALL (N) BYPASS BACKFLOW & METER ON (E) FIRE SERVICE BACKFLOW
PMW20190827467 | 27-AUG-19 | 869 |  | ALVARADO | ST |  | ISSUED | 27-AUG-19 | OKELL'S FIREPLACE | WORK CATEGORY: 1M; INSTALL 1 DIRECT VENT GAS STOVE PER MANUAL SPECS. GAS LINE BY OTHERS.
PW20190827483 | 27-AUG-19 | 2725 |  | PACIFIC | AV |  | ISSUED | 27-AUG-19 | MADDEN PLUMBING LLC | WORK CATEGORY: 2PA; ROUGH IN AND TRIM OUT (3) BATHROOMS (3) POWDER ROOMS (1) LAUNDRY ROOM (1) KITCHEN (1) WET BAR
PW20190827494 | 27-AUG-19 | 2075 |  | CALIFORNIA | ST | 0 | ISSUED | 27-AUG-19 | GREENE & COMPANY INC | WORK CATEGORY: 2PA; UNIT 103 REMODEL BATH AND KITCHEN
PP20190827833 | 27-AUG-19 | 668 |  | MADRID | ST |  | ISSUED | 27-AUG-19 | PANHANDLE PLUMBING | REMODEL ONE BATHROOM 1/2 BATHROOM LAUNDRY WATER HEATER INSTALL PIPING FOR FUTURE KITCHEN. SHOWER PAN BY OTHERS.
PW20190827481 | 27-AUG-19 | 2631 |  | CABRILLO | ST |  | ISSUED | 27-AUG-19 | DISCOUNT PLUMBING CO | WORK CATEGORY: 1P; SEWER LINE AND HOUSE TRAP REPLACEMENT
PMW20190827469 | 27-AUG-19 | 610 |  | 29TH | ST |  | ISSUED | 27-AUG-19 | OKELL'S FIREPLACE | WORK CATEGORY: 1M; INSTALL 1 DIRECT VENT GAS FIREPLACE PER MANUAL SPECS. GAS LINE BY OTHERS.
PP20190827844 | 27-AUG-19 | 828 |  | FRANCISCO | ST | 0 | ISSUED | 27-AUG-19 | SOLVEX BUILDING & DESIGN INC. | SITE DRAINAGE AT (N) PLAY AREA.
PMW20190827472 | 27-AUG-19 | 662 |  | PRENTISS | ST |  | ISSUED | 27-AUG-19 | AIR PERFECTION HEATING & AIR CONDITION | WORK CATEGORY: 1M; INSTALL DUCTLESS DUAL ZONE HEAT PUMP SYSTEM
PW20190827498 | 27-AUG-19 | 505 |  | SANSOME | ST |  | ISSUED | 27-AUG-19 | BAYLINE MECHANICAL INC | WORK CATEGORY: 5P; FLOOR 17 - INSTALL ONE NEW KITCHEN SINK
PM20190827849 | 27-AUG-19 | 737 |  | BUENA VISTA AVE WEST | AV |  | ISSUED | 27-AUG-19 | BARKER HEATING & AIR CONDITIONING LLC | SUPPLY AND INSTALL 10 NEW ZONE LG VRF SYSTEM WITH 3 NEW OUTDOOR UNITS. APPLICATION 201512285984
PW20190827473 | 27-AUG-19 | 1 |  | MARKET | ST |  | ISSUED | 27-AUG-19 | AYOOB & PEERY PLUMBING | WORK CATEGORY: 4PB; 4TH FLOOR: ADD (138) RELOCATE (142) CHANGE OUT (25) AND REMOVE (27) FIRE SPRINKLERS PER T.I. REF#: 2019-0726-7142 JOB#: 19-665.
PP20190827856 | 27-AUG-19 | 25 |  | BEIDEMAN | ST |  | ISSUED | 27-AUG-19 | EPS REMODEL INC | CHANGE MIXED VALVE IN SHOWER AND INSTALL NEW SHOWER PAN OR BATHTUB. NEW KITCHEN SINK. NEW PLUMBING AND PLUMBING FIXTURES AS NEEDED.
PW20190827492 | 27-AUG-19 | 538 |  | SHIELDS | ST |  | ISSUED | 27-AUG-19 | ACE PLUMBING & ROOTER | WORK CATEGORY: 1P; SEWER REPAIR
PP20190827861 | 27-AUG-19 | 2758 |  | 23RD | ST |  | ISSUED | 27-AUG-19 | WESTERN ROOTER | PER NOV 201975551. REPAIR 8 FEET OF EXPOSED CAST IRON DRAIN PIPE.
PMW20190827466 | 27-AUG-19 | 2474 |  | GREAT | HY |  | ISSUED | 27-AUG-19 | OKELL'S FIREPLACE | WORK CATEGORY: 1M; INSTALL 1 DIRECT VENT GAS FIREPLACE PER MANUAL SPECS. GAS LINE BY OTHERS.
PW20190827484 | 27-AUG-19 | 15 |  | LAUSSAT | ST |  | ISSUED | 27-AUG-19 | CITYWIDE PLUMBING | WORK CATEGORY: 1P; INSTALL NEW GAS PIPE FROM THE METER TO WATER HEATER FURNACE STOVE AND DRYER
PM20190827860 | 27-AUG-19 | 259 |  | RANDALL | ST |  | ISSUED | 27-AUG-19 | SHANE O'MALLEY DBA GREENFLOW HVAC | INSTALL HIGH-EFFICIENCY FURNACE AND DUCTING. INSTALL ONE (1) FLUE FOR WATER HEATER. JOB CARD NO: 201809140219
PP20190827859 | 27-AUG-19 | 1707 |  | 38TH | AV |  | COMPLETE | 29-AUG-19 | GRADE PLUMBING INCORPORATED | SURVEY FOR 2 BATHROOMS
PM20190827840 | 27-AUG-19 | 1539 |  | SHAFTER | AV |  | ISSUED | 27-AUG-19 | BARKER HEATING & AIR CONDITIONING LLC | FURNACE REPLACEMENT LOCATED IN THE GARAGE.
PW20190827489 | 27-AUG-19 | 160 |  | KING | ST |  | ISSUED | 27-AUG-19 | ARCH PLUMBING INC | WORK CATEGORY: 2PB; NEW MENS LOCKER ROOM; 1 URINAL 2 WC 2 LAVS 3 SHOWER STALLS ( ONE ADA) NEW WOMENS LOCKER ROOM; 2 LAVS 3 WC 4 SHOWER STALLS ( ONE ADA)UTILITY ROOM GAS WATER HEATERS FLOOR SINK COMMON AREA DRINKING FOUNTAIN
PMW20190827463 | 27-AUG-19 | 51 |  | ORD | ST |  | ISSUED | 27-AUG-19 | SCHMITT HEATING CO INC | WORK CATEGORY: 1M; REPLACE TWO EXISTING FURNACES WITH NEW HEAT PUMPS AND INSTALL TWO NEW CONDENSATE DRAIN LINES.
PW20190827486 | 27-AUG-19 | 2147 |  | BEACH | ST |  | COMPLETE | 29-AUG-19 | THOMAS FRIEL PLUMBING | WORK CATEGORY: 1P; NEW GAS LINE FROM METER LOCATION TO FIREPLACE WITH REMOTE SHUT OFF VALVE
PP20190827872 | 27-AUG-19 | 47 |  | NEWBURG | ST |  | ISSUED | 27-AUG-19 | JASON LIU CONSTRUCTION COMPANY | GROUNF FLOOR: RELOCATE 1) LAUNDRY & 1) BATHROOM. UPSTAIR ADD HALF BATH & REMODEL 1) BATH INSTALL 1) SHOWER PAN. REMODEL 1) KITCHEN.
PW20190827485 | 27-AUG-19 | 11 |  | LAUSSAT | ST |  | ISSUED | 27-AUG-19 | CITYWIDE PLUMBING | WORK CATEGORY: 1P; INSTALL NEW GAS PIPE STARTING FROM THE METER TO WATER HEATER FURNACE AND STOVE
PW20190827464 | 27-AUG-19 | 495 |  | GEARY | ST |  | ISSUED | 27-AUG-19 | R L H FIRE PROTECTION INC | WORK CATEGORY: 4PB; UPGRADING EXISTING SPRINKLER SYSTEM FROM LOBBY TO 17TH FLOOR.
PP20190827848 | 27-AUG-19 | 2010 |  | CHESTNUT | ST | 203 | ISSUED | 27-AUG-19 | SURE INC. | REMODEL BATHROOM & KITCHEN.
PW20190827488 | 27-AUG-19 | 323 |  | CUMBERLAND | ST |  | ISSUED | 27-AUG-19 | MADDEN PLUMBING LLC | WORK CATEGORY: 2PB; ROUGH IN AND TRIM OUT (4) BATHROOMS (20 KITCHENS (2) POWDER ROOM (2) LAUNDRYS (1) WETBAR. (6) HOSE BIBS GAS TO FIRE PIT AND GAS BBQ
PW20190827490 | 27-AUG-19 | 909 |  | MONTGOMERY | ST | 0 | ISSUED | 27-AUG-19 | E M S PLUMBING | WORK CATEGORY: 1P; REMODEL OF EXISTING BREAK ROOM. ALTER SINK PLUMBING FOR NEW LAYOUT.
PW20190827471 | 27-AUG-19 | 175 |  | BLUXOME | ST | 124 | ISSUED | 27-AUG-19 | ADVANCED PLUMBING AND DRAIN INC | WORK CATEGORY: 1P; WE WILL PROVIDE A COMPLETE PLUMBING SYSTEM FOR THE FOLLOWING FIXTURES:ONE TOILETONE BATHROOM VANITYONE BATHTUB
PP20190827869 | 27-AUG-19 | 860 |  | EDDY | ST |  | COMPLETE | 27-AUG-19 | W N G S CONSTRUCTION | SHOWER PAN
PP20190827850 | 27-AUG-19 | 177 |  | DALEWOOD | WY |  | ISSUED | 27-AUG-19 | GREG KEMPTON CONSTRUCTION | REROUTE GAS TO FURNACE/ MAY REROUTE WATER HEATER
PW20190827474 | 27-AUG-19 | 1650 |  | PORTOLA | DR |  | ISSUED | 27-AUG-19 | FIVE STAR PLUMBING & ROOTER | WORK CATEGORY: 1P; INSTALL BACK FLOW AND CATCH BASIN PER SPECS
PMW20190827468 | 27-AUG-19 | 1110 |  | PAGE | ST | 0 | ISSUED | 27-AUG-19 | OKELL'S FIREPLACE | WORK CATEGORY: 1M; INSTALL 1 DIRECT VENT GAS INSERT PER MANUAL SPECS. GAS LINE BY OTHERS.
PW20190827461 | 27-AUG-19 | 655 |  | MONTGOMERY | ST |  | ISSUED | 27-AUG-19 | E. MITCHELL INC. | WORK CATEGORY: 2PA; PLUMBING FOR ONE BREAK ROOM SINK
PP20190827851 | 27-AUG-19 | 3258 |  | LYON | ST |  | ISSUED | 27-AUG-19 | JUAN JOSE ARTEAGA | 2 SHOWER PANS
PP20190827857 | 27-AUG-19 | 2108 |  | LEAVENWORTH | ST |  | ISSUED | 27-AUG-19 | TOP EXCELLENCE CONSTRUCTION BUILDERS INC | REMODEL HALF BATH AND LAUNDRY. RUN PLUMBING FOR OUTDOOR KITCHEN
PW20190827495 | 27-AUG-19 | 1935 |  | CLAY | ST |  | ISSUED | 27-AUG-19 | CORNELY COMPANY | WORK CATEGORY: 8P; REMOVE AND REPLACE HYDRONIC BOILER SN# E04CDC082 PERMIT # 110604
PP20190827863 | 27-AUG-19 | 601 |  | CAROLINA | ST |  | COMPLETE | 30-AUG-19 | EARTHQUAKE ENTERPRISES INC DBA HETHERING | TO DEMONSTRATE BOILER W/ SERIAL NO 11829615009Y HAS BEEN REMOVED
PP20190827865 | 27-AUG-19 | 251 |  | TINGLEY | ST |  | ISSUED | 27-AUG-19 | S & P BUILDER INC | NEW PLUMBING AND PLUMBING FIXTUERS FOR NEW BATHROOM.
PP20190827841 | 27-AUG-19 | 642 |  | JONES | ST |  | ISSUED | 27-AUG-19 | BAY AREA MECHANICAL & ENG | REPLACE (E) BACKFLOW DEVICE
PW20190827462 | 27-AUG-19 | 655 |  | MONTGOMERY | ST |  | ISSUED | 27-AUG-19 | E. MITCHELL INC. | WORK CATEGORY: 2PA; PLUMBING FOR BREAK ROOM SINK
PP20190827854 | 27-AUG-19 | 127 |  | EDGEHILL | WY |  | ISSUED | 27-AUG-19 | BAIL CONSTRUCTION | 3 SHOWER PANS
PMW20190827465 | 27-AUG-19 | 11 |  | BENNINGTON | ST |  | ISSUED | 27-AUG-19 | OKELL'S FIREPLACE | WORK CATEGORY: 1M; INSTALL 1 DIRECT VENT GAS FIREPLACE PER MANUAL SPECS. GAS LINE BY OTHERS.
PW20190827496 | 27-AUG-19 | 1280 |  | 28TH | AV |  | ISSUED | 27-AUG-19 | RED WRENCH PLUMBING INC | WORK CATEGORY: 2PA; INSTALL NEW DRAIN VENT AND WATER SUPPLY FOR THE TOILET; INSTALL NEW DRAIN VENT AND WATER SUPPLIES FOR SINK; RELOCATE WATER SUPPLY DRAIN AND VENT FOR KITCHEN SINK. RELOCATE NEW GAS AND INSTALL NEW SHUT OFF FOR STOVE.
PMW20190827499 | 27-AUG-19 | 1719 |  | 17TH | AV |  | ISSUED | 27-AUG-19 | SHANE O'MALLEY DBA GREENFLOW HVAC | WORK CATEGORY: 1M; INSTALL TWO (2) HIGH EFFICIENCY FURNACES AND DUCTINGINSTALL ONE (1) FLUE FOR WATER HEATER
PW20190827470 | 27-AUG-19 | 251 |  | RHODE ISLAND | ST |  | COMPLETE | 28-AUG-19 | O'CONNOR PLUMBING & FIRE PROTECTION | WORK CATEGORY: 2PB; TIE INTO EXISTING SEWER IN SIDEWALK ON DE HARO AND 16TH STREET.
PP20190827834 | 27-AUG-19 | 1395 |  | 22ND | ST |  | ISSUED | 27-AUG-19 | PRIBUSS ENGINEERING INC | AMEND PW20180601211 FOR DESCRIPTION: PERMIT AND CERTIFICATION FOR 7 NEW REDUCED PRESSURE BACKFLOW PREVENTERS. 5 3/4" RPBP 1 6" RPBP. AND 14" RPBP.
PW20190827482 | 27-AUG-19 | 3743 |  | CESAR CHAVEZ | ST | 0 | ISSUED | 27-AUG-19 | DISCOUNT PLUMBING CO | WORK CATEGORY: 1P; SEWER LINE AND HOUSE TRAP REPLACEMENT
PW20190828507 | 28-AUG-19 | 368 |  | ELM | ST | 307 | ISSUED | 28-AUG-19 | BOB MORITZ'S RELIABLE PLUMBING/SERVICE | WORK CATEGORY: 2PA; KITCHEN LOCATION TO REMAIN THE SAME. NEW KITCHEN SINK TO BE INSTALLED. HALL BATH FIXTURES TO REMAIN IN THEIR CURRENT LOCATION NEW TUB/SHOWER VALVE TO BE INSTALLED. MASTER BATH FIXTURES TO REMAIN IN THEIR CURRENT LOCATION NEW SHOWER VALVE INSTALLED.
PMW20190828508 | 28-AUG-19 | 373 |  | LIBERTY | ST |  | ISSUED | 28-AUG-19 | KEVEL HOME PERFORMANCE | WORK CATEGORY: 1M; INSTALL SPLIT AC SYSTEMS ON EXISTING FORCED AIR FURNACES LOCATED IN GARAGE
PMW20190828522 | 28-AUG-19 | 3526 |  | 18TH | ST |  | ISSUED | 28-AUG-19 | M C MECHANICAL | WORK CATEGORY: 2M ; INSTALL MINI SPLIT SYSTEM
PW20190828520 | 28-AUG-19 | 325 |  | MAPLE | ST |  | ISSUED | 28-AUG-19 | EARTHQUAKE ENTERPRISES INC DBA HETHERING | WORK CATEGORY: 2PA; REMOVE AND REPLACE BACKFLOW DEVICE
PP20190828900 | 28-AUG-19 | 1200 |  | GOUGH | ST | 5 | ISSUED | 28-AUG-19 | SKYLOR CONSTRUCTION DBA SKYCOR CONSTR | )INSTALL LAUNDRY SINK. (NEW). INSTALL NEW (KIT SINK) . IN KIND. INSTALL NEW VANITY
PP20190828888 | 28-AUG-19 | 2704 |  | 35TH | AV |  | ISSUED | 28-AUG-19 | D & L CONSTRUCTION AND CONSULTING SERVIC | REMODEL FULL BAHTROOM. 1 SHOWER PAN. NEW PLUMBING AND PLUMBING FIXTURES AS NEEDED.
PW20190828524 | 28-AUG-19 | 357 |  | WARREN | DR |  | ISSUED | 28-AUG-19 | FENG K PLUMBING CORP DBA XIN FENG PLUMBI | WORK CATEGORY: 1P; REMODEL EXISTING KITCHEN AND BATHROOM INKIND (NO CHANGE OF (E) FLOOR PLAN.)
PP20190828879 | 28-AUG-19 | 26 |  | WOODLAND | AV | C | ISSUED | 28-AUG-19 | ALIOTO CUSTOM BUILDING & REMODELING | BATHROOM REPAIR INSTALL NEW BATHTUB REINSTALL TOILET VANITY SINK TOP.
PP20190828914 | 28-AUG-19 | 1424 |  | VALENCIA | ST |  | ISSUED | 28-AUG-19 | AXEL8 CONSTRUCTION | UNIT 6: INSTALL WASHER DRYER.
PP20190828909 | 28-AUG-19 | 50 |  | MIDCREST | WY |  | ISSUED | 28-AUG-19 | GOLDEN STAR CONSTRUCTION | REMODLE KITCHEN. UPGRADE PLUMBING AND PLUMBING FIXTURES AS NEEDED.
PP20190828878 | 28-AUG-19 | 149 |  | NEW MONTGOMERY | ST |  | ISSUED | 28-AUG-19 | LIFEGUARD FIRE PROTECTION INC. | SUITE 201: RELOCATE 4 SPRINKLER HEADS FOR NEW OFFICE LAYOUT
PMW20190828502 | 28-AUG-19 | 612 |  | ANZA | ST |  | ISSUED | 28-AUG-19 | APOLLO HEATING & VENT | WORK CATEGORY: 1M; FURNACE REPLACEMENT
PM20190828873 | 28-AUG-19 | 79 |  | CLIPPER | ST |  | ISSUED | 28-AUG-19 | BOYCRUZ MECHANICAL | INSTALL FURNACE AND FLUE.
PW20190828501 | 28-AUG-19 | 2625 |  | SCOTT | ST |  | ISSUED | 28-AUG-19 | MARTIN BROOKES DBA:HERITAGE MARBLE &TILE | WORK CATEGORY: 1P; SHOWER PANS (2)
PP20190828895 | 28-AUG-19 | 90 |  | NEW MONTGOMERY | ST |  | ISSUED | 28-AUG-19 | BAYLINE MECHANICAL INC | INSTALL ONE KITCHEN PANTRY. MAKE RESTROOM ADA COMPLIANT. ALL WORK INS ON THE 11TH FLOOR.
PW20190828519 | 28-AUG-19 | 365 |  | VALLEJO | ST |  | ISSUED | 28-AUG-19 | EARTHQUAKE ENTERPRISES INC DBA HETHERING | WORK CATEGORY: 8P; REMOVE EXISTING BOILER SERIAL# F86-62114 AND REPLACE WITH NEW HOT WATER BOILER
PP20190828893 | 28-AUG-19 | 944 |  | PACIFIC | AV |  | ISSUED | 28-AUG-19 | BLUE WOOD CONSTRUCTION INC | REMODEL ONE KITCHEN AND ONE BAHTOROM. NEW PLUMBING AND PLUMBING FIXTURES AS NEEDED.
PP20190828916 | 28-AUG-19 | 1453 |  | 26TH | AV |  | ISSUED | 28-AUG-19 | TOPLINE BUILDERS CORP | (N) ROUGH IN SERVICE FOR 2 BATHROOMS @ BASEMENT LEVEL SHOWER PAN
PW20190828500 | 28-AUG-19 | 222 |  | STONECREST | DR |  | ISSUED | 28-AUG-19 | F W H ACQUISITION CO LLC DBA FAST WATER | WORK CATEGORY: 1P; REMOVE/REPLACE GAS WATER HEATER
PP20190828876 | 28-AUG-19 | 300 |  | CALIFORNIA | AV |  | ISSUED | 28-AUG-19 | ECO FIRE SPRINKLERS INC | ADDING 1 NEW PENDENT AND RELOCATING 1 PENDENT FOR TENANT IMPROVEMENT.
PP20190828891 | 28-AUG-19 | 424 |  | JUDSON | AV |  | ISSUED | 28-AUG-19 | SUPERB BUILDERS INC | KITCHEN REMODEL. (N) APPLIANCES SAME LOCATIONS
PW20190828516 | 28-AUG-19 | 85 |  | ARBOR | ST |  | ISSUED | 28-AUG-19 | HARRIS WATER HEATERS | WORK CATEGORY: 1P; INSTALL 50 GALLON WATER HEATER
PW20190828514 | 28-AUG-19 | 355 |  | BRYANT | ST | 404 | ISSUED | 28-AUG-19 | STONECRAFT TILE COMPANY | WORK CATEGORY: 1P; ONE SHOWER PAN INSPECTION AT THE 4TH FLOOR UNIT 404.
PW20190828512 | 28-AUG-19 | 1710 |  | 17TH | AV |  | ISSUED | 28-AUG-19 | ARB INC | WORK CATEGORY: 1P; GAS HOUSELINE EXT
PP20190828904 | 28-AUG-19 | 1425 |  | VALLEJO | ST | 205 | ISSUED | 28-AUG-19 | BASSAD INC./DBA: EVERLAST CONSTRUCTION | INSTALL DUCTLESS WASHER AND DRYER. REMOVE AND REPLACE VAN ITY
PM20190828892 | 28-AUG-19 | 425 |  | HAYES | ST |  | COMPLETE | 30-AUG-19 | ALL AIR MECHANICAL CONTRACTORS INC. | INSTALL (2) ROOFTOP A/C UNITS AND DUCT WORK
PP20190828882 | 28-AUG-19 | 206 |  | JUSTIN | DR |  | ISSUED | 28-AUG-19 | D S MANAGEMENT INC DBA METROCON BUILDERS | REMODEL KITCHEN & FULL BATH ADD MASTER BATH AT 2ND FL. ADD 2 FULL BATH AT GROUND FL. REPLACE WATER HEATER. & SHOWER PANS.
PP20190828910 | 28-AUG-19 | 2225 |  | 23RD | ST | 209 | ISSUED | 28-AUG-19 | GOLDEN STAR CONSTRUCTION | BATHROOM REMODEL. UPGRADE PLUMBING AND PLUMBING FIXTURES AS NEEDED.
PP20190828880 | 28-AUG-19 | 2620 |  | JONES | ST |  | ISSUED | 28-AUG-19 | WALSCHON FIRE PROTECTION INC | 1ST 2ND & 3RD FLOOR FIRE SPRINKERS INSTALLATION TOTAL 15 HEADS
PW20190828504 | 28-AUG-19 | 2128 |  | 15TH | ST |  | ISSUED | 28-AUG-19 | STEVEN YEUNG INC DBA CHUNG WAH PLBG&FIRE | WORK CATEGORY: 2PB; ROUGH IN PLUMBING. SINGLE FAMILY HOUSE. KITCHEN 2 BATHROOMS LAUNDRY
PP20190828877 | 28-AUG-19 | 51 | 53 | IRIS | AV |  | ISSUED | 28-AUG-19 | TODD MORRIS FIRE PROTECTION INC. | INSTALL NEW 2" COPPER-K FIRE SERVICE AND NEW NFPA SYSTEM FOR TOWER FLOOR ONLY. REF PA 201811075270
PP20190828890 | 28-AUG-19 | 69 |  | WINFIELD | ST |  | ISSUED | 28-AUG-19 | SILVER ARROWS REMODEL | RENEWAL OF PP20171114379. ALL WORK HAS BEEN DONE
PW20190828510 | 28-AUG-19 | 1706 |  | 17TH | AV |  | ISSUED | 28-AUG-19 | ARB INC | WORK CATEGORY: 1P; GAS HOUSELINE EXT
PW20190828511 | 28-AUG-19 | 1731 |  | 39TH | AV |  | ISSUED | 28-AUG-19 | GAGNE BROS. DBA BENJAMIN FRANKLIN PLUMBI | WORK CATEGORY: 1P; REPLACING 40 GALLON GAS WATER HEATER.
PP20190828885 | 28-AUG-19 | 1115 |  | WEBSTER | ST | 3 | ISSUED | 28-AUG-19 | JL PLUMBING *SEE NOTES* ASK FOR ID | ADD NEW FULL BATHROOM AND REMODLE KITCHEN. SHOWER PAN. NEW PLUMBING AND PLUMBING FIXTURES AS NEEDED.
PP20190828907 | 28-AUG-19 | 4238 |  | 23RD | ST |  | ISSUED | 28-AUG-19 | DUFFIN CONSTRUCTION | PARTIAL SEWER REPLACEMENT FROM MAIN STACK TO CITY TRAP INSTALL NEW ONDEMAND GAS WATER HEATER INSTALL 2 NEW FLOOR DRAINS.
PP20190828908 | 28-AUG-19 | 1380 |  | SAN BRUNO | AV |  | ISSUED | 28-AUG-19 | PANIAGUA CONSTRUCTION INC | REMODEL BATHROOM AND LAUNDRY ROOM. NEW PLUMBING AND PLUMBING FIXTURES AS NEEDED.
PP20190828899 | 28-AUG-19 | 816 |  | COLE | ST |  | ISSUED | 28-AUG-19 | IMJ PLUMBING INC | TO COMPLETE WORK DONE BY OTHER CONTRACTOR UNDER PP20171102093: (REMODEL (2) BATHROOMS REPLACE FIXTURES AND APPLIANCES (1) SHOWER PAN.)
PP20190828901 | 28-AUG-19 | 1200 |  | GOUGH | ST | 12 | ISSUED | 28-AUG-19 | SKYLOR CONSTRUCTION DBA SKYCOR CONSTR | REPLACE VANITY REPLACE TUB MITER VALVE REPLACE TOILET - BATH REMODEL ALL IN KIND
PP20190828912 | 28-AUG-19 | 828 |  | JONES | ST |  | ISSUED | 28-AUG-19 | AXEL8 CONSTRUCTION | UNIT 56: REHAB EXIST KITCHEN REHAB EXIST BATH. INSTALL WASHER DRYER.
PP20190828915 | 28-AUG-19 | 189 |  | ARKANSAS | ST |  | ISSUED | 28-AUG-19 | ARTEX CONSTRUCTION | ADDING A SINK TO ADA BATHROOM.
PM20190828883 | 28-AUG-19 | 206 |  | JUSTIN | DR |  | ISSUED | 28-AUG-19 | D S MANAGEMENT INC DBA METROCON BUILDERS | REPLACE FURNACE.
PP20190828911 | 28-AUG-19 | 347 |  | CORNWALL | ST |  | ISSUED | 28-AUG-19 | PROMODELING INC | REMOVE AND REPLACE SHOWER HEAD REMOVE TUB INSTALL WALK-IN SHOWER AND SHOWER PAN
PW20190828513 | 28-AUG-19 | 1726 |  | 17TH | AV |  | ISSUED | 28-AUG-19 | ARB INC | WORK CATEGORY: 1P; GAS HOUSELINE EXT
PP20190828897 | 28-AUG-19 | 156 |  | MISSOURI | ST |  | ISSUED | 28-AUG-19 | KEN LEUNG CONSTRUCTION INC | RENEW EXPIRED PERMIT #PP20170621415 FOR FINAL INSPECTION.
PP20190828902 | 28-AUG-19 | 1388 |  | GOUGH | ST | 606 | ISSUED | 28-AUG-19 | SKYLOR CONSTRUCTION DBA SKYCOR CONSTR | REMODEL KITCHEN RELOCATE SINK RUN FRIDGE WATER. BATH REMODEL NEW VANITY TOILET BATH. ALL IN KIND
PP20190828886 | 28-AUG-19 | 1460 |  | GOLDEN GATE | AV | 6 | ISSUED | 28-AUG-19 | DOHERTY RESTORATION INC. | REMODEL EXISTING BATHROOM RELOCATE KITCHEN. 1 SHOWER PAN. NEW PLUMBING AND PLUMBING FIXTURES AS NEEDED.
PP20190828896 | 28-AUG-19 | 1711 |  | EUCALYPTUS | DR |  | ISSUED | 28-AUG-19 | H & L CONSTRUCTION INC | ADD 1 BATH @ 1/F ADD 1 BATH @ 2/F 2 SHOWER PANS
PP20190828917 | 28-AUG-19 | [5 empty] | FILED | 28-AUG-19 | HYDRA VENTURES INC./ CAL PAC PLUMB. SYST | AMEND PW20190429628. ELABORATION OF SCOPE - NEW BUILDING 377 UNITS POINT OF USE WATER HEATERS BACK FLOW PREVENTS GREY WATER / RECLAIMED WATER SYSTEM BOOSTER PUMPS
PW20190828506 | 28-AUG-19 | 2028 |  | HYDE | ST | 0 | ISSUED | 28-AUG-19 | C & H PLUMBING CO. | WORK CATEGORY: 1P; REPLACE TWO SET 2" CAST IRON PIPE AT OUTSIDE WALL FOR SEVEN UNITS KITCHEN SINK DRAIN.
PW20190828518 | 28-AUG-19 | 144 |  | 02ND | ST |  | ISSUED | 28-AUG-19 | BEST WAY MECHANICAL INC | WORK CATEGORY: 5P; REPLACE KITCHEN SINK AND COMPONENTS. EXISTING ROUGH PLUMBING.HOOK UP NEW DISH WASHER
PP20190828874 | 28-AUG-19 | 318 |  | 05TH | AV | 1 | COMPLETE | 30-AUG-19 | CMAC CONSTRUCTION | REPLACE COUNTERTOP RE-USE AND RECONNECT EXISTING SINK.
PW20190828505 | 28-AUG-19 | 715 |  | DARTMOUTH | ST |  | ISSUED | 28-AUG-19 | JOSEPH TINSLEY PLUMBING | WORK CATEGORY: 1P; SEWER AND HOUSE TRAP REPLACEMENT.
PP20190828898 | 28-AUG-19 | 295 |  | 14TH | AV |  | ISSUED | 28-AUG-19 | IMJ PLUMBING INC | TO COMPLETE WORK DONE BY OTHER CONTRACTOR UNDER PW20190116282: (INSTALL PLUMBING ROUGH AND FINISH FOR 1 BATH 1 POWDER ROOM 1 KITCHEN 1 LAUNDRY NEW HOUSE DRAIN AND HOUSE TRAP)
PP20190828903 | 28-AUG-19 | 715 |  | GARFIELD | ST |  | ISSUED | 28-AUG-19 | GALAXY BUILDING CONSTRUCTION | REMODEL KITCHEN & BATHROOM 1 SHOWER PAN 1 TOILET 1 SINK
PMW20190828517 | 28-AUG-19 | 349 |  | BANKS | ST |  | ISSUED | 28-AUG-19 | ASSOCIATED HEATING OF SF | WORK CATEGORY: 1M; INSTALLING A TWO ZONE DUCTED MINI SPLIT HEAT PUMP
PP20190828894 | 28-AUG-19 | 33 |  | CHENERY | ST | 0 | ISSUED | 28-AUG-19 | GOLDEN STAR CONSTRUCTION | KITCHEN REMODELING INSTALL SINK FAUCET REFRIGERATOR LINE FOR ICE MAKER LAUNDRY AREA.
PP20190828887 | 28-AUG-19 | 141 |  | TOPAZ | WY |  | COMPLETE | 30-AUG-19 | PYRAMID BUILDING DESIGNS | REMOVE/ REPLACE SINK & FAUCET
PW20190828509 | 28-AUG-19 | 1 |  | MARKET | ST |  | ISSUED | 28-AUG-19 | ANDERSON ROWE & BUCKLEY INC. | WORK CATEGORY: 5P; ROUGH AND FINISH PLUMBING FOR RESTROOMS MICRO KITCHENS HYDRATION STATIONS BREAK ROOMS FLOORS 3 & 6. AR&B JOB # 19-162
PP20190828884 | 28-AUG-19 | 1115 |  | WEBSTER | ST | 1 | ISSUED | 28-AUG-19 | JL PLUMBING *SEE NOTES* ASK FOR ID | ADD NEW FULL BATHROOM AND REMODLE KITCHEN. SHOWER PAN. NEW PLUMBING AND PLUMBING FIXTURES AS NEEDED.
PP20190828889 | 28-AUG-19 | 1666 |  | 48TH | AV |  | ISSUED | 28-AUG-19 | BLUE WOOD CONSTRUCTION INC | REMODEL KITCHEN & (1) BATHROOM; NEW PLUMBING INSTALL BATHTUB VANITY TOILET FIXTURE GAS STOVE
PP20190828905 | 28-AUG-19 | 1901 |  | 33RD | AV |  | ISSUED | 28-AUG-19 | A & A GENERAL BUILDING CONSTRUCTION INC | INSTALL NEW KITCHEN GAS VALVE. COMPLY WITH NOV #201760004. LEGALIZE UNIT @ GROUND FLOOR UNDER ORD# 43-14.
PW20190828515 | 28-AUG-19 | 823 |  | 41ST | AV |  | ISSUED | 28-AUG-19 | OTOSHI PLUMBING | WORK CATEGORY: 1P; KITCHEN REMODEL NEW SINK FAUCET DISHWASHER
PW20190828503 | 28-AUG-19 | 1180 |  | 04TH | ST |  | ISSUED | 28-AUG-19 | CITY MECHANICAL INC | WORK CATEGORY: 11P; NEW BACKFLOW DEVICE INSTALLED BY OTHERS
PP20190828875 | 28-AUG-19 | 1910 |  | 45TH | AV |  | ISSUED | 28-AUG-19 | BUILDING BY DESIGN | REPLACE EXISTING TOILET TO LOW FLOW. CHANGE OUT KITCHEN SINK & GARAGE DISPOSAL WITH NEW COUNTER.
PP20190828906 | 28-AUG-19 | 1114 |  | COLE | ST |  | ISSUED | 28-AUG-19 | ELLIOTT BUILD REMODEL LLC | KITCHEN REMODEL.
PP20190828913 | 28-AUG-19 | 500 |  | STANYAN | ST |  | ISSUED | 28-AUG-19 | AXEL8 CONSTRUCTION | UNIT 304: REHAB EXIST KITCHEN REHAB EXIST BATH. INSTALL WASHER DRYER.
PW20190828523 | 28-AUG-19 | 104 |  | GUERRERO | ST | 0 | ISSUED | 28-AUG-19 | DUGGAN PLUMBING INC | WORK CATEGORY: 2PB; INSTALL NEW MAIN SEWER FROM REAR OF BUILDING TO CURB WITH NEW HOUSE TRAP.
PW20190828521 | 28-AUG-19 | 88 |  | KEARNY | ST |  | ISSUED | 28-AUG-19 | E M S PLUMBING | WORK CATEGORY: 5P; INSTALL PLUMBING FOR 1 NEW BREAK SINK. REWORK RESTROOM PLUMBING & DRINK FOUNTAIN FOR ADA UPGRADES. INSTALL FLOOR DRAINS IN EACH RESTROOM.
PP20190829921 | 29-AUG-19 | 5299 |  | 03RD | ST |  | ISSUED | 29-AUG-19 | BAYVIEW PLUMBING | ABOVE FLOOR ROUGH PLUMBING AT WINE STORE FOR 1 BATH 3 COMP SINK HAND SINK UTILITY SINK MOP SINK & WATER HEATER.
PP20190829953 | 29-AUG-19 | 2201 |  | VAN NESS | AV |  | COMPLETE | 29-AUG-19 | SUPERIOR PLUMBING & FIRE PROTECTION | ADMINISTRATIVE PERMIT FOR CORRECTION ON BOILER SERIAL NUMBER . OLD NUMBER H154360 WITH NEW NUMBER E-19-2218
PW20190829538 | 29-AUG-19 | 271 |  | CHATTANOOGA | ST |  | ISSUED | 29-AUG-19 | HARRIS WATER HEATERS | WORK CATEGORY: 1P; INSTALL TANKLESS NRC711-OD WATER HEATER.
PP20190829937 | 29-AUG-19 | 477 |  | HAZELWOOD | AV |  | ISSUED | 29-AUG-19 | JOHN LUNDY | KITCHEN REMODEL BATH SHOWER VALVE & VANITY.
PP20190829946 | 29-AUG-19 | 2300 |  | HARRISON | ST |  | FILED | 29-AUG-19 | PETERSON MECHANICAL INC.
PMW20190829551 | 29-AUG-19 | 3534 |  | PIERCE | ST |  | ISSUED | 29-AUG-19 | OKELL'S FIREPLACE | WORK CATEGORY: 1M; INSTALL 1 DIRECT VENT GAS FIREPLACE PER MANUAL SPECS. GAS LINE BY OTHERS.
PMW20190829552 | 29-AUG-19 | 5029 |  | DIAMOND HEIGHTS | BL |  | ISSUED | 29-AUG-19 | OKELL'S FIREPLACE | WORK CATEGORY: 1M; INSTALL 1 DIRECT VENT GAS FIREPLACE PER MANUALS SPECS. GAS LINE BY OTHERS.
PW20190829550 | 29-AUG-19 | 328 |  | HOFFMAN | AV |  | ISSUED | 29-AUG-19 | DISCOUNT PLUMBING CO | WORK CATEGORY: 1P; SEWER LINE AND HOUSE TRAP REPLACEMENT
PW20190829553 | 29-AUG-19 | 473 |  | EUCALYPTUS | DR |  | ISSUED | 29-AUG-19 | DANIEL LARRATT PLUMBING INC | WORK CATEGORY: 5P; TWO NEW SINGLE USE RESTROOM TWO DRINKING FOUNTAIN & NATURAL GAS PIPING
PP20190829957 | 29-AUG-19 | 8 | 10 | ROUSSEAU | ST |  | ISSUED | 29-AUG-19 | AURA FIRE SAFETY INC | TO RENEW EXPIRED # PP20170906487---(1ST FLOOR: NEW FIRE SPRINKLER SYSTEM)
PP20190829930 | 29-AUG-19 | 1866 |  | 23RD | AV |  | ISSUED | 29-AUG-19 | W F CONSTRUCTION CO | NEW PLUMBING AND PLUMBING FIXTURES THROUGHOUT 2 NEW BATHROOMS @ GROUND FLOOR. REMODEL EXISTING KITCHEN AND BAHTROOM. ADD 1 FULL BAHTROOM @ 2ND FLOOR. 2 SHOWER PAN UNDERGROUND WORK NEEDED.
PP20190829920 | 29-AUG-19 | 1045 |  | CAPP | ST |  | ISSUED | 29-AUG-19 | BAYVIEW PLUMBING | REPLACE FIXTURES IN KITCHENS & BATHS IN 30 UNITS. REPLACE KITCHEN SINK & BATHROOM SINK TOILET. 2 COMMUNITY ROOM KITCHEN SINK 2 WATER HEATERS 2 FLOOR DRAINS 4 ADA SHOWER STALLS
PW20190829543 | 29-AUG-19 | 425 |  | MISSION | ST |  | ISSUED | 29-AUG-19 | ANDERSON ROWE & BUCKLEY INC. | WORK CATEGORY: 4PB; AR&B 19-174 FIRE SPRINKLER TI ON THE 2ND FLOOR RELOCATE 40 HEADS AND ADD 2
PM20190829940 | 29-AUG-19 | 462 |  | GREEN | ST |  | ISSUED | 29-AUG-19 | F D C CONSTRUCTION INC | NEW ADU INSTALL GAS FURNACE
PM20190829927 | 29-AUG-19 | 663 |  | 21ST | AV |  | ISSUED | 29-AUG-19 | ITU CONSTRUCTION | EXTEND DUCT FROM EXISTING FURNACE LOCATED AT GARAGE AERA.
PW20190829541 | 29-AUG-19 | 475 |  | SANSOME | ST |  | ISSUED | 29-AUG-19 | ANDERSON ROWE & BUCKLEY INC. | WORK CATEGORY: 5P; ROUGH AND FINISH PLUMBING FOR GENDER NEUTRAL RESTROOM MECHANICAL PIPING AND CONDENSATE PIPING 21ST FLOOR. AR&B JOB # 19-179
PP20190829954 | 29-AUG-19 | 1469 |  | PALOU | AV |  | ISSUED | 29-AUG-19 | ACE PLUMBING & ROOTER | SEWER REPAIR
PP20190829958 | 29-AUG-19 | 781 |  | O'FARRELL | ST | 0 | ISSUED | 29-AUG-19 | AXEL8 CONSTRUCTION | UNIT 404: INSTALL WASHER & DRYER (VENTLESS)
PP20190829962 | 29-AUG-19 | 1840 |  | SACRAMENTO | ST |  | POS SENT | 29-AUG-19 | C R REICHEL ENGINEERING | REPLACE COMMERCIAL WATER HEATER
PP20190829939 | 29-AUG-19 | 530 |  | STOCKTON | ST | 303 | ISSUED | 29-AUG-19 | US CONSTRUCTION CALIFORNIA INC | KITCHEN AND BATH REMODEL. INSTALL NEW KITCHEN CABINETS & APPLIANCES (N) TUB NAVITY SINK & TOILET
PW20190829531 | 29-AUG-19 | 157 |  | 29TH | ST |  | ISSUED | 29-AUG-19 | NORTH STAR PLUMBING & FIRE PROTECTION | WORK CATEGORY: 2PA; FINISH INSTALL ALL PLUMBING FIXTURE AND CONNECT GAS FOR THE BUILDING
PP20190829929 | 29-AUG-19 | 619 |  | 02ND | AV |  | ISSUED | 29-AUG-19 | W F CONSTRUCTION CO | 3.5 BATH. 1 KITCHEN. GROUND FL LAUNDRY HOOK UP. WET BAR GROUND FL. TOP FLOOR LAUNDRY AREA. W/H.
PP20190829941 | 29-AUG-19 | 2739 |  | BRODERICK | ST |  | ISSUED | 29-AUG-19 | NORTHSIDE PLUMBING | PLUMBING FOR POWDER ROOM RUN GAS LINE TO FIRE PIT WASTE LINE FOR CATCH BASIN WATER/SEWER MAIN TO STREET TRIM ENTIRE JOB
PMW20190829534 | 29-AUG-19 | 3601 |  | 21ST | ST |  | ISSUED | 29-AUG-19 | AIR FLOW PRO'S | WORK CATEGORY: 1M; INSTALLATION OF AC TO EXISTING HEATING SYSTEM
PP20190829923 | 29-AUG-19 | 711 |  | VAN NESS | AV |  | ISSUED | 29-AUG-19 | DOME CONSTRUCTION CORP | MEDICAL GAS PIPING PROVIDE. MEDICAL GAS OXYGEN VAC & AIR FOR 2 OPERATING ROOMS. 8 POST OP PRE OP BEDS. FUEL LINE PIPING FOR EMERGENCY GENERATOR. FUEL POST IS OUTSIDE OF BUILDING FUELING TO BE COMPLETED INSIDE OF BLDG
PW20190829533 | 29-AUG-19 | 78 |  | MANCHESTER | ST |  | ISSUED | 29-AUG-19 | JOSEPH TINSLEY PLUMBING | WORK CATEGORY: 1P; SEWER REPLACEMENT
PP20190829935 | 29-AUG-19 | 250 |  | HOWARD | ST |  | ISSUED | 29-AUG-19 | ALLIED FIRE PROTECTION | FACEBOOK T.I -LEVEL 26. FIRE SPRINKLERS. 3 ADDED UPRIGHTS 11 RELOCATED UPRIGHTS. 67 ADDED PENDENTS. TOTALS -81 SPRINKLERS
PP20190829943 | 29-AUG-19 | 363 |  | 12TH | AV | 4 | ISSUED | 29-AUG-19 | BENKEE CONSTRUCTION CO | UNIT 4: NEW PLUMBING FOR ADU: 1 KITCHEN 2 BATHROOMS WITH 2 SHOWER PANS. NEW FIXTURES.
PP20190829933 | 29-AUG-19 | 935 |  | KEARNY | ST |  | ISSUED | 29-AUG-19 | M L S BUILDER INC | INSTALL SUMP PUMP & STORM DRAIN TRENCH IN BASEMENT
PP20190829956 | 29-AUG-19 | 448 |  | LYON | ST | 0 | ISSUED | 29-AUG-19 | ERNEST ONGARO & SONS INC | INSTALL RADIANT HEATING SUSPENDED TUBING - NAVIEN COMBI BOILER INSTALL AND INSTALL HOT WATER RETURN PUMP W/ CONTROLS RADIANT FOR ENTIRE HOME. BOILER IN INDOOR CLOSET
PM20190829931 | 29-AUG-19 | 1866 |  | 23RD | AV |  | ISSUED | 29-AUG-19 | W F CONSTRUCTION CO | FLUE FOR WATER HEATER AND FURNACE.
PW20190829556 | 29-AUG-19 | 201 |  | SPEAR | ST |  | ISSUED | 29-AUG-19 | POTTER FIRE PROTECTION | WORK CATEGORY: 4PB; REPLACE 13 PENDANT SPRINKLERS WITH UPRIGHT SPRINKLERS.ADD 4 PENDANT SPRINKLERS FROM PLUGS.RELOCATE 7 PENDANT SPRINKLERS.REF. PERMIT #2018-1219-8821
PW20190829526 | 29-AUG-19 | 930 |  | CHESTNUT | ST | 0 | ISSUED | 29-AUG-19 | MADDEN PLUMBING LLC | WORK CATEGORY: 2PA; REMOVE EXISTING WATER AND GAS LINES TO ALLOW WATERPROOFING AND REPLACE IN EXACT LOCATIONS. WORK CARRIED OUT IN BASEMENT
PW20190829544 | 29-AUG-19 | 900 |  | NORTH POINT | ST | 534 | ISSUED | 29-AUG-19 | ACCO ENGINEERED SYSTEMS INC. | WORK CATEGORY: 8P; REMOVE AND REPLACE ELEVEN (11) TANKLESS NATURAL GAS WATER HEATERS ON THE ROOF
PW20190829539 | 29-AUG-19 | 507 |  | COLE | ST |  | ISSUED | 29-AUG-19 | TWO GUYS PLUMBING INC DBA CABRILLO PLUM | WORK CATEGORY: 1P; WASHING MACHINE BOX WATER LINES WASTE AND VENT.
PP20190829945 | 29-AUG-19 | 737 |  | POST | ST |  | ISSUED | 29-AUG-19 | G A HIGGINS INC | KITCHEN AND BATH ALTER. INSTALL 2 SINKS PEA TRAP FAUCETS HOOK UP DISPOSAL AND DISHWASHER
PP20190829924 | 29-AUG-19 | 51 |  | SEWARD | ST |  | ISSUED | 29-AUG-19 | AM CONSTRUCTION INC | AMEND PP20190417990 TO INCLUDE SHOWER PAN
PP20190829922 | 29-AUG-19 | 1224 |  | 11TH | AV |  | ISSUED | 29-AUG-19 | LEI'S CONSTRUCTION CO | INTALL 2 WATER HEATER TO REMOVE FAU
PP20190829964 | 29-AUG-19 | 1461 |  | HAYES | ST | 0 | ISSUED | 29-AUG-19 | METIS CONSTRUCTION | KITCHEN REMODEL. NEW APPLIANCE NEW COUNTERTOP NEW SINK
PP20190829938 | 29-AUG-19 | 462 |  | GREEN | ST |  | ISSUED | 29-AUG-19 | F D C CONSTRUCTION INC | NEW ADU 1 KITCHEN & 1 BATH GAS PIPE FOR STOVE/FURNACE LAUNDRY ROOM
PP20190829952 | 29-AUG-19 | 850 |  | BAY | ST |  | ISSUED | 29-AUG-19 | FRANK & GROSSMAN LANDSCAPING CONTR INC | INSTALL NEW BACKFLOW FOR IRRIGATION
PW20190829547 | 29-AUG-19 | 505 |  | SANSOME | ST |  | ISSUED | 29-AUG-19 | R L H FIRE PROTECTION INC | WORK CATEGORY: 4PB; RELOCATE 34 ADD 4 AND DELETE 3 SPRINKLERS ON THE 17TH FLR.
PW20190829549 | 29-AUG-19 | 656 |  | POST | ST |  | ISSUED | 29-AUG-19 | J E BROWN CO MECHANICAL | WORK CATEGORY: 11P; DECOMMISSION OF THE STEAM HEATING BOILER WITH REMOVAL OF BACKFLOW SERIAL NUMBER 05332.
PW20190829536 | 29-AUG-19 | 4133 |  | 20TH | ST |  | ISSUED | 29-AUG-19 | BRIAN FUSCO PLUMBING | WORK CATEGORY: 1P; REMOVE AND REINSTALL WATER HEATER AND RADIANT HEAT SYSTEM REWORK GAS AND WATER AS NEEDED.
PP20190829955 | 29-AUG-19 | 2700 |  | BROADWAY | * |  | ISSUED | 29-AUG-19 | FRANK & GROSSMAN LANDSCAPING CONTR INC | INSTALL NEW BACKFLOW FOR IRRIGATION
PP20190829934 | 29-AUG-19 | 250 |  | HOWARD | ST |  | ISSUED | 29-AUG-19 | ALLIED FIRE PROTECTION | FACEBOOK T.I AT LEVEL 25. FIRE SPRINKLERS - 7 ADDED UPRIGHTS 14 RELOCATED. 71 ADDED PENDENTS. TOTALS -92 SPRINKLERS
PP20190829950 | 29-AUG-19 | 2816 |  | LAGUNA | ST |  | ISSUED | 29-AUG-19 | R & L PLUMBING | 2 BATHROOMS 1 KITCHEN. FINAL INSPECTION FOR SHOWER PAN. FAUCETS NEW TUB TOILETS. KITCHEN SINK & FAUCET
PM20190829928 | 29-AUG-19 | 619 |  | 02ND | AV |  | ISSUED | 29-AUG-19 | W F CONSTRUCTION CO | KITCHEN VENT FURNACE & HOT WATER FLUE.
PP20190829925 | 29-AUG-19 | 1835 |  | BALBOA | ST |  | ISSUED | 29-AUG-19 | PARAMOUNT CONSTRUCTION | REMOVE (E) GALVANIZED WHERE IS LEAKING. REPLACE (N) COPPER PIPE WITH SHUT OFF VALVE
PP20190829932 | 29-AUG-19 | 1428 |  | STEINER | ST |  | ISSUED | 29-AUG-19 | ROS PLUMBING | ADDITION OF 1 NEW DWELLING UNIT ON 1ST FL. PER ORDINANCE 162-16: INSTALL RADIANT HEATING SYSTEM. INSTALL ONE BOILER (DOMESTIC HOT WATER 110K BTU).
PP20190829963 | 29-AUG-19 | 1140 |  | HARRISON | ST |  | ISSUED | 29-AUG-19 | HYDRA VENTURES INC./ CAL PAC PLUMB. SYST | TO AMEND PERMIT #PW20190429628 TO INCLUDE NEW BUILDING 377 UNITS: WATER HEATERS BACKFLOW PREVENTERS GREY WATER/RECLAIMED WATER SYSTEM BOOSTER PUMPS.
PW20190829532 | 29-AUG-19 | 1 |  | CASHMERE | ST |  | ISSUED | 29-AUG-19 | MAGIC PLUMBING | WORK CATEGORY: 1P; EXCAVATE AND REPAIR BROKEN SECTION OF SEWER PIPE.
PP20190829918 | 29-AUG-19 | 27 |  | CLAYTON | ST |  | ISSUED | 29-AUG-19 | HERNANDEZ PLUMBING | REMODEL KITCHEN AND LAUNDRY ROOM. NEW PLUMBING AND PLUMBING FIXTURES AS NEEDED.
PP20190829919 | 29-AUG-19 | 1700 |  | PIERCE | ST |  | ISSUED | 29-AUG-19 | BATTALION ONE FIRE PROTECTION | RELOCATE E SPRINKLER IN ELEVATOR SHAFT TO PROPER LOCATION AT BOTTOM OF SHAFT
PMW20190829535 | 29-AUG-19 | 157 |  | IDORA | AV |  | ISSUED | 29-AUG-19 | APOLLO HEATING & VENT | WORK CATEGORY: 1M; FURNACE REPLACEMENT
PW20190829528 | 29-AUG-19 | 408 |  | EUREKA | ST |  | ISSUED | 29-AUG-19 | CARY WING PLUMBING & FIRE PROTECTION INC | WORK CATEGORY: 2PB; BATHROOM KITCHEN WATER HEATER SHOWER PAN.
PW20190829525 | 29-AUG-19 | 578 |  | ELIZABETH | ST |  | ISSUED | 29-AUG-19 | SUNNY'S PLUMBING INC | WORK CATEGORY: 4PA; INSTALL NEW FIRE SPRINKLER SYSTEM WITH 40 HEADS PER NFPA #13-R WITH UNDERGROUND PER NFPA #24. REF # 201907196386.
PW20190829537 | 29-AUG-19 | 2121 |  | WEBSTER | ST | 804 | ISSUED | 29-AUG-19 | RENSTROM PLMBG & HEATING | WORK CATEGORY: 1P; REMODEL KITCHEN LAUNDRY DECK KITCHEN 1/2 BATH AND TWO FULL BATHS
PW20190829540 | 29-AUG-19 | 115 |  | SANSOME | ST | 0 | ISSUED | 29-AUG-19 | ACCO ENGINEERED SYSTEMS INC. | WORK CATEGORY: 2PA; SUITE 300; ADD TOILET ROOM WITH ONE SHOWER DRINKING FOUNTAIN AND RUN CONDENSATE LINES
PW20190829555 | 29-AUG-19 | 2000 |  | BRYANT | ST |  | ISSUED | 29-AUG-19 | AEGIS ENTERPRISES INC | WORK CATEGORY: 4PB; NEW SPRINKLER SYSTEM IN NEW MIXED USE STRUCTURE
PP20190829959 | 29-AUG-19 | 2 | 6 | ROUSSEAU | ST |  | ISSUED | 29-AUG-19 | AURA FIRE SAFETY INC | TO RENEW EXPIRED PERMIT #PP20170906486---(1ST FLOOR: NEW SPRINKLER SYSTEM)
PP20190829961 | 29-AUG-19 | 825 |  | PINE | ST | 0 | ISSUED | 29-AUG-19 | AXEL8 CONSTRUCTION | UNIT 11: REHAB EXIST KITCHEN REHAB EXIST BATH INSTALL WASHER/DRYER
PP20190829936 | 29-AUG-19 | 1647 |  | SANCHEZ | ST |  | ISSUED | 29-AUG-19 | LDT TILE INC | 4 SHOWER PANS.
PW20190829558 | 29-AUG-19 | 34 |  | COLLINS | ST | 201 | ISSUED | 29-AUG-19 | M C M PLUMBING | WORK CATEGORY: 1P; KITCHEN REMODEL SINK DISHWASHER ICE BOX GAS STOVE
PW20190829557 | 29-AUG-19 | 11 |  | MERCED | AV |  | ISSUED | 29-AUG-19 | TAI LAM MAK | WORK CATEGORY: 2PA; INSTALL 1 BATHROOM 2 SINKS 1 TOILET 1 BATHTUB 1 GAS WASHER AND DRYER
PP20190829942 | 29-AUG-19 | 1341 |  | STOCKTON | ST |  | ISSUED | 29-AUG-19 | BENS CONSTRUCTION | T.I: BATHROOM REMODEL FOR EXISTING RETAIL SPACE.
PW20190829554 | 29-AUG-19 | 2116 |  | 12TH | AV |  | ISSUED | 29-AUG-19 | ECONOMY PLUMBING | WORK CATEGORY: 1P; REPAIR SEWER LINE
PW20190829559 | 29-AUG-19 | 2852 |  | CALIFORNIA | ST |  | ISSUED | 29-AUG-19 | HOLLON PLUMBING INC | WORK CATEGORY: 1P; SHOWER PAN
PW20190829546 | 29-AUG-19 | 361 |  | STONERIDGE | LN |  | ISSUED | 29-AUG-19 | F W H ACQUISITION CO LLC DBA FAST WATER | WORK CATEGORY: 1P; REMOVE/REPLACE GAS WATER HEATER
PP20190829926 | 29-AUG-19 | 663 |  | 21ST | AV |  | ISSUED | 29-AUG-19 | ITU CONSTRUCTION | INTRODUCE FIRST FLOOR BATH SECOND FLOOR HALF BATH UNDERGROUND SEWER LINE REMOVE AND REPLACE KITCHEN APPLIANCES RUN GAS LINE FOR FIRE PIT.
PW20190829548 | 29-AUG-19 | 505 |  | SANSOME | ST |  | ISSUED | 29-AUG-19 | R L H FIRE PROTECTION INC | WORK CATEGORY: 4PB; RELOCATE 14 ADD 2 AND DELETE 2 SPRINKLERS ON THE 10TH FLOOR.
PMW20190829530 | 29-AUG-19 | 345 |  | MIRAMAR | AV |  | ISSUED | 29-AUG-19 | R H HYDRONICS | WORK CATEGORY: 1M; INSTALLING RADIANT HEAT UNDEJOIST WITH HEATRANSFER PLATES 100 GALLON STORAGE TANK WITH 2 HEATPUMPS IN THE FIRST FLOOR QUICK TRACK
PP20190829947 | 29-AUG-19 | 82 |  | VALMAR | TR |  | ISSUED | 29-AUG-19 | HOMEOWNER'S PERMIT | WATER HEATER REPLACEMENT REF PP20150706033
PW20190829542 | 29-AUG-19 | 250 |  | BRANNAN | ST |  | ISSUED | 29-AUG-19 | ANDERSON ROWE & BUCKLEY INC. | WORK CATEGORY: 4PB; AR&B 19-132 FIRE SPRINKLER TI ON THE 3RD FLOOR - RELOCATE 69 PENDENTS AND 10 UPRIGHT SPRINKLER
PMW20190829529 | 29-AUG-19 | 311 |  | 30TH | ST |  | ISSUED | 29-AUG-19 | OKELL'S FIREPLACE | WORK CATEGORY: 1M; INSTALL 1 DIRECT VENT GAS FIREPLACE PER MANUAL SPECS. GAS LINE BY OTHERS.
PP20190829960 | 29-AUG-19 | 1440 |  | SUTTER | ST |  | ISSUED | 29-AUG-19 | AXEL8 CONSTRUCTION | UNIT 204: INSTALL WASHER & DRYER (VENTLESS)
PM20190829944 | 29-AUG-19 | 363 |  | 12TH | AV | 4 | ISSUED | 29-AUG-19 | BENKEE CONSTRUCTION CO | INSTALL NEW FURNACE FOR ADU.
PP20190829948 | 29-AUG-19 | 320 | 324 | 14TH | ST |  | ISSUED | 29-AUG-19 | R & L PLUMBING | REPLACEMENT OF 10' SEWER LATERAL UNDER SIDEWALK AND HOUSETRAP
PP20190829949 | 29-AUG-19 | 2474 | 2476 | GREAT | HY |  | ISSUED | 29-AUG-19 | ELIKAN CONSTRUCTION INC | INTERIOR REMODEL OF BOTH UNITS INCLUDING REMODEL OF (E) KITCHENS & BATHROOMS & LOCATION CHANGES PER PLANS. NEW FIXTURS.
PW20190829527 | 29-AUG-19 | 185 |  | BERRY | ST |  | ISSUED | 29-AUG-19 | D P W INC. | WORK CATEGORY: 5P; WORK ON THE 4TH FLOOR: WATER HEATER HAND SINK TRIPLE COMPARTMENT SINK 3 DISHWASHERS.
PW20190829545 | 29-AUG-19 | 100 |  | THE EMBARCADERO | * |  | ISSUED | 29-AUG-19 | DE ANZA TILE CO INC | WORK CATEGORY: 2PA; SHOWER PAN WATERPROOFING INSPECTION
PP20190829951 | 29-AUG-19 | 752 |  | DUNCAN | ST |  | ISSUED | 29-AUG-19 | FRANK & GROSSMAN LANDSCAPING CONTR INC | RUN/INSTALL GAS LINE FROM (E) POC OVER TO NEWLY INSTALLED METAL PERGOLA; INSTALL NEW GAS HETAERS ON REAR OF PERGOLA; INSTALL NEW BACKFLOW FOR IRRIGATION
PP20190830979 | 30-AUG-19 | 651 |  | 39TH | AV |  | ISSUED | 30-AUG-19 | CELSO'S PLUMBING | NEW COMPLETE BATHROOM AND SHOWER
PW20190830562 | 30-AUG-19 | 340 |  | ARGUELLO | BL |  | ISSUED | 30-AUG-19 | S AND G PLUMBING INC | WORK CATEGORY: 1P; UNIT # 206 KITCHEN AND BATH ROOM REMODELING PLUMBING WORK .
PP20190830988 | 30-AUG-19 | 887 |  | 35TH | AV |  | ISSUED | 30-AUG-19 | REAL PLUMBING AND HEATING INC | TO FINAL PLUMBING PERMIT PP20180508243 (CORRECTION OF VIOLATIONS #201853534 & 201860252) AND PP20170829292 (INSTALL WATER SERVICE.)
PP20190830968 | 30-AUG-19 | 1901 |  | DIVISADERO | ST |  | ISSUED | 30-AUG-19 | ALL ROOTER & PLUMBING SERVICE INC | SEWER LINE REPAIR
PP20190830980 | 30-AUG-19 | 339 |  | BRIDGEVIEW | DR |  | ISSUED | 30-AUG-19 | EVER GRANDE CONSTRUCTION INC | LEGALIZE GROUND FLOOR ADD 2 FULL BATHROOMS 1 SHOWER PAN
PW20190830572 | 30-AUG-19 | 353 |  | 31ST | AV |  | ISSUED | 30-AUG-19 | BEST PLUMBING CHOICE | WORK CATEGORY: 2PB; NEW PLUMBING SYSTEM ACCORDING PLANS. IN FLOOR HYDRONIC HEATING!
PP20190830983 | 30-AUG-19 | 57 |  | TAYLOR | ST | 114 | ISSUED | 30-AUG-19 | AXEL8 CONSTRUCTION | UNIT # 114: REHAB EXISTING KITCHEN AND BATHROOM.
PP20190830973 | 30-AUG-19 | 555 |  | SAN JOSE | AV |  | ISSUED | 30-AUG-19 | MC GUIRE AND HESTER | AREA DRAIN & UNDERGROUND INSPECTION
PP20190830982 | 30-AUG-19 | 57 |  | TAYLOR | ST | 204REHAB ( | ISSUED | 30-AUG-19 | AXEL8 CONSTRUCTION | REHAB (E) KITCHEN REHAB (E) BATHROOM
PW20190830576 | 30-AUG-19 | 218 |  | 10TH | AV |  | ISSUED | 30-AUG-19 | DROUET PLUMBING | WORK CATEGORY: 5P; REPLUMB BATHROOM
PP20190830985 | 30-AUG-19 | 735 |  | TAYLOR | ST | 305 | ISSUED | 30-AUG-19 | AXEL8 CONSTRUCTION | UNIT 305: REHAB (E) KITCHEN AND BATH
PW20190830569 | 30-AUG-19 | 268 |  | 02ND | AV |  | ISSUED | 30-AUG-19 | DLB PLUMBING | WORK CATEGORY: 1P; KITCHEN AND BATHROOM REMODEL
PP20190830967 | 30-AUG-19 | 1940 |  | VALLEJO | ST | 2 | ISSUED | 30-AUG-19 | FOX MERCHANDISING INTERNATIONAL INC DBA | SHOWER PAN MEMBRANE INSTALLATION. (2).
PP20190830984 | 30-AUG-19 | 57 |  | TAYLOR | ST | 222 | ISSUED | 30-AUG-19 | AXEL8 CONSTRUCTION | UNIT # 222: REHAB EXISTING KITCHEN AND BATHROOM.
PM20190830974 | 30-AUG-19 | 1142 |  | TREAT | AV | 0 | ISSUED | 30-AUG-19 | A R S AMERICAN RESIDENTIAL SERVICES OF C | (2) A/C AND (2) FURNACES ADD-ONS LOCATED IN BACKYARD AND INDOOR CLOSET
PW20190830579 | 30-AUG-19 | 55 |  | GREEN | ST |  | ISSUED | 30-AUG-19 | ALLIED HEATING & AIR CONDITINING | WORK CATEGORY: 5P; ROUGH TRIM INSTALL FOR (3) RESTROOM (2) SHOWER KITCHEN SINK PANTRY AND COFFEE POINT SINK.
PW20190830565 | 30-AUG-19 | 2206 |  | STEINER | ST |  | ISSUED | 30-AUG-19 | BOB MORITZ'S RELIABLE PLUMBING/SERVICE | WORK CATEGORY: 2PA; KITCHEN - ALL FIXTURES REMAIN IN THEIR CURRENT LOCATIONPOWDER ROOM - ALL FIXTURES REMAIN IN THEIR CURRENT LOCATIONSLAUNDRY ROOM - NEW WASHER LAUNDRY SINK AND FLOOR DRAINMASTER BATH - NEW SHOWER DOUBLE LAVE WATER CLOSET WILL REMAIN IN ITS CURRENT LOCATION.
PMW20190830574 | 30-AUG-19 | 888 |  | BRANNAN | ST |  | ISSUED | 30-AUG-19 | CITY MECHANICAL INC | WORK CATEGORY: 5M; VENTILATION IMPROVEMENTS
PM20190830987 | 30-AUG-19 | 1429 |  | VALENCIA | ST |  | ISSUED | 30-AUG-19 | ZH MECHANICAL INC | INSTALL NEW HEAT PUMP SYSTEM.
PW20190830570 | 30-AUG-19 | 1419 |  | BRYANT | ST |  | ISSUED | 30-AUG-19 | J. W. MCCLENAHAN CO. (MCCLENAHAN J W CO) | WORK CATEGORY: 3PA; THIS IS GOING TO BE THE SF ANIMAL CARE & CONTROL CENTER. IT IS AN EXISTING BUILDING.
PP20190830976 | 30-AUG-19 | 34 |  | LANGTON | ST |  | ISSUED | 30-AUG-19 | ARCON CONSTRUCTION INC. | INSTALLATION OF ONE SHOWER PAN
PP20190830975 | 30-AUG-19 | 2300 |  | HARRISON | ST |  | ISSUED | 30-AUG-19 | PETERSON MECHANICAL INC. | INSTALLATION OF (2) HIGH EFFICENCY CONDENSING BOILERS.
PP20190830966 | 30-AUG-19 | 3100 |  | NORIEGA | ST |  | ISSUED | 30-AUG-19 | WATERS AND WATERS | REPLACE FAUCET AT BATHROOM
PP20190830981 | 30-AUG-19 | 205 |  | GRANADA | AV |  | ISSUED | 30-AUG-19 | PENINSULA FIRE PROTECTION INC | INSTALL FIRE SPRINKLER SYSTEM THROUGH PER NFPA13 INCLUDING U/G.
PP20190830972 | 30-AUG-19 | 1641 |  | GROVE | ST |  | ISSUED | 30-AUG-19 | MADDEN PLUMBING LLC | INSTALLATION OF RADIANT HEAT SYSTEM.
PW20190830561 | 30-AUG-19 | 425 |  | 27TH | ST |  | ISSUED | 30-AUG-19 | AFFORDABLE WATER HEATERS AND PLUMBING IN | WORK CATEGORY: 1P; REPLACE WATER HEATER SAME LOCATION
PMW20190830564 | 30-AUG-19 | 1743 |  | 43RD | AV |  | ISSUED | 30-AUG-19 | PENINSULA HEATING | WORK CATEGORY: 1M; REPLACE EXISTING HEATER 2 DUCTS AND FLUE LINER
PM20190830978 | 30-AUG-19 | 277 |  | OAK | ST |  | ISSUED | 30-AUG-19 | SAN FRANCISCO HEATING AND COOLING | FURNACE
PW20190830577 | 30-AUG-19 | 874 |  | WASHINGTON | ST |  | ISSUED | 30-AUG-19 | CORNELY COMPANY | WORK CATEGORY: 8P; B3595 REMOVE AND REPLACE DOMESTIC BOILER S# C08197503PERMIT# 106893
PW20190830563 | 30-AUG-19 | 635 |  | SACRAMENTO | ST |  | ISSUED | 30-AUG-19 | PRIBUSS ENGINEERING INC | WORK CATEGORY: 4PB; JC #4891. MODIFY SPRINKLER HEAD LOCATIONS TO ACCOMMODATE NEW CEILING AND PARTITION LAYOUT FOR NEW OFFICE SPACE ON 6TH FL.
PW20190830575 | 30-AUG-19 | 1910 |  | FOLSOM | ST | 0 | ISSUED | 30-AUG-19 | ECONOMY PLUMBING | WORK CATEGORY: 1P; REPAIR SEWER LINE
PW20190830567 | 30-AUG-19 | 1730 |  | 17TH | AV |  | ISSUED | 30-AUG-19 | ARB INC | WORK CATEGORY: 1P; GAS HOUSELINE EXT
PP20190830971 | 30-AUG-19 | 682 |  | CASTRO | ST |  | ISSUED | 30-AUG-19 | ARGOS CONSTRUCTION | PROVIDE NEW PLUMBING FOR NEW BATHROOM AND EXISTING BATHROOM. REMODEL KITCHEN. JACUZZI.
PW20190830568 | 30-AUG-19 | 635 |  | SACRAMENTO | ST |  | ISSUED | 30-AUG-19 | PRIBUSS ENGINEERING INC | WORK CATEGORY: 5P; JC 4897 - 6TH FLOOR - REPLACE EXISTING FLUSHOMETERS FOR WATER CLOSET AND URINAL REPLACE LAVATORIES AND FAUCETS ADA COMPLIANT DRINKING FOUNTAIN ADA COMPLIANT SINK AND FAUCET INSTA HOT CHILLER WATER FILTER ELECTRIC WATER HEATER FLOOD STOP AND CONNECT OWNER SUPPLIED APPLIANCES CM-1 AND IM-1.
PP20190830965 | 30-AUG-19 | 1570 |  | 11TH | AV |  | ISSUED | 30-AUG-19 |  | INSTALLATION OF A NEW GAS BRANCH TO PROVIDE NATURAL GAS FOR AN OUTDOOR FIREPIT.
PW20190830566 | 30-AUG-19 | 1845 |  | LEAVENWORTH | ST | 101 | ISSUED | 30-AUG-19 | GARCIA PLUMBING AND MECHANICAL CO INC | WORK CATEGORY: 1P; NEW GAS SUPPLY TO FUTURE OUTLET.
PM20190830977 | 30-AUG-19 | 48 |  | COVENTRY | CT |  | ISSUED | 30-AUG-19 | SAN FRANCISCO HEATING AND COOLING | INSTALL FURNACE
PP20190830986 | 30-AUG-19 | 199 |  | SADOWA | ST |  | ISSUED | 30-AUG-19 | EVER GRANDE CONSTRUCTION INC | ADD NEW BATHROOM ON G/F. LEGALIZE BATHROOM ON 2/F. NEW PLUMBING AS NECCESSARY
PW20190830560 | 30-AUG-19 | 76 |  | ROSSI | AV |  | ISSUED | 30-AUG-19 | TILE ARTS INC | WORK CATEGORY: 2PA; 2 SHOWER PANS
PM20190830989 | 30-AUG-19 | 2761 |  | MISSION | ST |  | ISSUED | 30-AUG-19 | ZH MECHANICAL INC | INSTALL NEW HEAT PUMP SYSTEM.
PW20190830580 | 30-AUG-19 | 530 |  | CARTER | ST |  | ISSUED | 30-AUG-19 | ALL ROOTER & PLUMBING SERVICE INC | WORK CATEGORY: 1P; UNIT #307A
PP20190830970 | 30-AUG-19 | 28 |  | ALLISON | ST |  | ISSUED | 30-AUG-19 | BRIGHT IDEAS PLUMBING AND ROOTER | WATER LINE REPLACEMENT.
PW20190830573 | 30-AUG-19 | 428 |  | GOLD MINE | DR |  | ISSUED | 30-AUG-19 | DLB PLUMBING | WORK CATEGORY: 1P; FINAL INSPECTION FROM PERMIT PW20180821979 UNDER DLB PLUMBING FOR KITCHEN MASTER BATH LAUNDRY REMODEL NEW GAS SERVICE NEW TANKLESS.
PW20190830571 | 30-AUG-19 | 990 |  | FULTON | ST |  | ISSUED | 30-AUG-19 | FAULT LINE PLUMBING INC | WORK CATEGORY: 8P; REMOVE BOILER SERIAL # 1307360930 FROM RECORD INSTALL THREE NEW TANKLESS WATER HEATERS AND STORAGE TANK
PMW20190830578 | 30-AUG-19 | 42 |  | DORANTES | AV |  | ISSUED | 30-AUG-19 | SCHMITT HEATING CO INC | WORK CATEGORY: 1M; INSPECTION SERVICES FOR HEATING UNIT IN CONJUNCTION WITH BUILDING DEPARTMENT PERMIT #201609066826.
PP20190830969 | 30-AUG-19 | 220 |  | POST | ST |  | ISSUED | 30-AUG-19 | INCOM MECHANICAL INC | PLUMBING INSTALLATION FOR SHELL/CORE AND FACADE REMODEL