## issued_permits
PERMIT NUMBER | APPLICATION_CREATION_DATE | DESCRIPTION | CONTRACTOR COMPANY | OCC | BLOCK | LOT | STNO | STREET | UNIT | FLOOR | CURRENT STAGE | CURRENT STAGE DATE
EW201702143563 | 2017-02-14 | 200 KANSAS BRIGHT HORIZONS TI | DECKER ELECTRIC CO INC | C | 3935 | 4 | 200 | KANSAS ST |  | 1 | ISSUED | 2017-02-14
EW201702073415 | 2017-02-07 | DEMO EXISTING WATER COOLED ROOF TOP DX PACKAGE UNIT AND REPLACE WITH NEW AIR COOLED ROOF TOP DX PACKAGE UNIT AND REPLACE AIR HANDLING UNIT DISCONNECT | ACCO ENGINEERED SYSTEMS INC. | C | 4016 | 1 | 2601 | MARIPOSA ST |  | 3 | COMPLETE | 2017-02-23
EW201702223707 | 2017-02-22 | INSTALL 47 EXIT SIGNS & 28 EMERGENCY LIGHTS | MCMILLAN BROS ELECTRIC | C | 3783 | 8 | 600 | TOWNSEND ST |  | 0 | ISSUED | 2017-02-22
EW201702013296 | 2017-02-01 | RELOCATE EXISTING OUTLETS | BRAYER ELECTRIC COMPANY | R | 1099 | 31 | 2040 | OFARRELL ST |  | 1 | ISSUED | 2017-02-01
EW201702013294 | 2017-02-01 | RELOCATE EXISTING OUTLETS | BRAYER ELECTRIC COMPANY | R | 1099 | 31 | 2121 | GEARY BL |  | 1 | COMPLETE | 2017-02-15
EW201702033358 | 2017-02-03 | KITCHEN AND BATHROOM RE-MODEL WITH SUBPANEL COMPLETE UNIT | BYINGTON ELECTRIC CORP | R | 1216 | 15 | 1133 | FELL ST |  | 1 | ISSUED | 2017-02-03
EW201702233740 | 2017-02-23 | INSTALL POWER AND FIRE ALARM DEVICES @ ALIBABA MOTHER'S ROOM - 140 NEW MONTGOMERY ST 26TH FLOOR | PAGANINI ELECTRIC CORP(SEE SIGNATORIES) | C | 3722 | 80 | 140 | NEW MONTGOMERY ST |  | 26 | ISSUED | 2017-02-23
EW201702063400 | 2017-02-06 | LIGHTING AND LIGHTING CONTROLS UPGRADES. POWER UPGRADES WITH CONTROLLED RECEPTACLES AND LIFE SAFETY UPGRADES @ JM SMUCKERS - 1 MARITIME PLAZA 3RD FLOOR | PAGANINI ELECTRIC CORP(SEE SIGNATORIES) | C | 204 | 21 | 1 | MARITIME PZ |  | 3 | ISSUED | 2017-02-06
EW201702063397 | 2017-02-06 | LIGHTING AND LIGHTING CONTROLS UPGRADES. POWER UPGRADES WITH CONTROLLED RECEPTACLES. LIFE SAFETY UPGRADES @ JM SMUCKERS - 1 MARITIME PLAZA 4TH FLOOR | PAGANINI ELECTRIC CORP(SEE SIGNATORIES) | C | 204 | 21 | 1 | MARITIME PZ |  | 4 | ISSUED | 2017-02-06
EW201702073425 | 2017-02-07 | TELDATA CABLING - TC1133 | C B F INC | C | 3593 | 1 | 2300 | HARRISON ST |  | 2 | ISSUED | 2017-02-07
EW201702223709 | 2017-02-22 | ELECTRICAL & LIFE SAFETY UPGRADES - EC1521 | C B F INC | C | 206 | 8 | 500 | SANSOME ST |  | 510 | ISSUED | 2017-02-22
EW201702143571 | 2017-02-14 | TELDATA CABLING TC1137 | C B F INC | C | 3709 | 14 | 425 | MARKET ST |  | 22 | ISSUED | 2017-02-14
EW201702143558 | 2017-02-14 | ELEC & LIFE SAFETY UPGRADES - ES4062 | C B F INC | C | 233 | 44 | 4 | EMBARCADERO CENTER * |  | 2640 | ISSUED | 2017-02-14
EW201702223702 | 2017-02-22 | OUTLETS AND HARDWIRED CONNECTION - ES4315 | C B F INC | C | 3741 | 32 | 201 | SPEAR ST |  | 7 | ISSUED | 2017-02-22
EW201702023307 | 2017-02-02 | CONDUIT INSTALL - ES3730 LOWER LEVEL - | C B F INC | C | 291 | 12 | 44 | MONTGOMERY ST | 0 | 0 | ISSUED | 2017-02-02
EW201702173656 | 2017-02-17 | REWIRE SMALL KITCHEN BATHROOM AND 2 SMALL ROOMS | BLUE LIGHT ELECTRIC | R | 272 | 9 | 626 | POWELL ST |  | 2 | ISSUED | 2017-02-17
EW201702063384 | 2017-02-06 | REWIRE 4 WASHER MACHINES AND 4 DRYERS | BLUE LIGHT ELECTRIC | R | 3702 | 45 | 1139 | MARKET ST | 0 | 1 | ISSUED | 2017-02-06
EW201702073414 | 2017-02-07 | REWIRE NEW KITCHEN NEW BATHROOM AND ADD RECEPTACLES IN LIVING ROOM FOR A 1 BEDROOM SMALL APPARTMENT .ADDING A PANEL WITH EXISTING WIRE FROM MAIN TO SUB PANEL AS WELL . BEDROOM WILL REMAIN EXISTING . | BLUE LIGHT ELECTRIC | R | 162 | 17 | 279 | COLUMBUS AV |  | 3 | ISSUED | 2017-02-07
EW201702103492 | 2017-02-10 | FIRST FLOOR ONE 30 AMP SERVICE. | METROPOLITAN ELECTRICAL CONSTRUCTION | C | 5548 | 3 | 10 | BERNAL HEIGHTS BL |  | 1 | COMPLETE | 2017-02-14
E201702132877 | 2017-02-13 | INSTALL NEW GROUNDING ELECTRODE AND INSTALLNEW PLUGS AT BASEMENT | K W ELECTRICAL CO | R | 1040 | 15 | 85 | PALM AV |  | GROUND/BASEMENT | ISSUED | 2017-02-13
E201702082797 | 2017-02-08 | REWIRE DUE TO FIRE DAMAGE 15 LIGHTS 10 SWITCHES 20 RECEPTACLES 2 FANS 1 DISHWASHER 1 GARBAGE DISPOSAL 3 SMOKE DETECTORS. | PARTEE CONSTRUCTION CO | R | 4210 | 4 | 1132 | HAMPSHIRE ST |  |  | ISSUED | 2017-02-08
E201702243139 | 2017-02-24 | SEPARATE GROUND FLOOR APARTMENT FROM 1ST FLOOR. (N) METER ADD HOUSE METER 4 (N) PANELS (N) SUBPANEL CONNECT CODE VIOLATIONS TO LEGALIZE KITCHEN. 5 RECEPTS 1 GAR DISP 1 MICRO 1 RANGES 1 DISHWASHERS | BOUGHTON CONSTRUCTION | R | 921 | 35 | 2153 | NORTH POINT ST |  |  | ISSUED | 2017-02-24
E201702062727 | 2017-02-06 | ADD ONE SUBPANEL AND TWO BEDROOM TWO BATHROOM IN 1ST FLOOR. ADD ONE BATH AND REMDEL KITCHEN ON 2ND FLOOR. INSTALL 23 LIGHTS 31 SWITCHES 18 RECEPTACLES 1 FAN 1 DISHWASHER 1 GARBAGE DISPOSAL 1 MICROWAVE 1 RANGE 7 SMOKE DETECTORS. | FAY TAT CONSTRUCTION CO | R | 6493 | 6 | 370 | GUTTENBERG ST |  | 1/F 2/F | ISSUED | 2017-02-06
EW201702213688 | 2017-02-21 | CATEGORY 4 RETROFIT FIRE ALARM SYSTEM. ONE FOR ONE BASIS. 1 X FACU. 2 X MANUAL PULL STATIONS. 2 X HEAT DETECTORS. 2 X SMOKE DETECTORS. 2 X MODULES FOR TAMPERS. 2 X MODULES FOR WATER FLOWS. CONNECT TO EXISTING BELLS. | B B J ELECTRIC INC | R | 6572 | 1 | 3265 | 26TH ST |  | 1 | ISSUED | 2017-02-21
E201702022667 | 2017-02-02 | REMODEL AND UPGRADE TO EXISTING CAFE. UPGRADE NEW SERIVCE TO 200 AMP. INSTALL 2 LIGHTS 4 SWITCHES 3 RECEPTACLES. | TITUS CONSTRUCTION | C | 279 | 1 | 899 | HYDE ST |  | 1/F | ISSUED | 2017-02-02
EW201702153616 | 2017-02-15 | EXTEND LOOM TO J BOXES. | DELAO ELECTRIC INC | R | 1739 | 026A | 1290 | 12TH AV |  | 1 | COMPLETE | 2017-02-28
E201702152951 | 2017-02-15 | REWIRE ALL SUB-SUBSTANDARD WIRING TO CORRECT VIOLATIONS NOTED IN NOV 201655001. | CENTURY ELECTRIC CONST | C | 3984 | 1 | 1301 | 17TH ST |  |  | ISSUED | 2017-02-15
EW201702023325 | 2017-02-02 | REPLACED THE FAS ON A "LIKE-FOR-LIKE" BASIS. 1-FACU; 1-PULL STATION; 2-HORNS; & 2-SMOKE DETECTORS | CENTURY ELECTRIC CONST | R | 1642 | 54 | 125 | BALBOA ST |  | 1 | COMPLETE | 2017-02-23
EW201702233728 | 2017-02-23 | ROUGH IN OF KITCHEN DINING ROOM NEW PLUGS NEW LIGHTS. | MARK W SCHULKAMP ELECTRIC | R | 6021 | 10 | 342 | ATHENS ST |  | 1 | ISSUED | 2017-02-23
EW201702233735 | 2017-02-23 | LIFE SAFETY ONLY ON THE 4TH FLOOR | CAPITOL ELECTRIC CONST | C | 3744 | 2 | 345 | SPEAR ST | 0 | 4 | COMPLETE | 2017-02-28
E201702152935 | 2017-02-15 | ENTIRE HOUSE REWIRE 32 LT S 16 SWITCHES 40 RECEPTS 1 GAR DISP 1M MICRO 5 SMOKE DETECTS 4 FANS 1 DISHWASHERS 200 AMP SERVICE UPGRADE | PETER WONG ELECTRICAL | R | 1655 | 2 | 707 | 12TH AV |  |  | ISSUED | 2017-02-15
EW201702023313 | 2017-02-02 | FLOORS 1/2/3. INSTALL BMS INFRASTRUCTURE RENEWAL SYSTEM THROUGHOUT THE BUILDING. | SYSERCO INC. | R | 8722 | 3 | 600 | 16TH ST |  | 1 | ISSUED | 2017-02-02
EW201702263780 | 2017-02-26 | REMODEL OF UNIT | NAVARRO ELECTRIC | R | 0222A | 50 | 1170 | SACRAMENTO ST | 14 | 14 | ISSUED | 2017-02-26
EW201702113508 | 2017-02-11 | WIRING OF 2 NEW BATHROOMS AND BEDROOMS ON GROUND FLOOR | UNIACKE ELECTRIC | R | 2878 | 2 | 100 | VASQUEZ AV |  | 1 | ISSUED | 2017-02-11
EW201702173664 | 2017-02-17 | 26 WORKSTATIONS FOR MODULAR PARITTIONS ONLY. | SERVICE WEST INC | C | 3706 | 1 | 703 | MARKET ST |  | 4 | ISSUED | 2017-02-17
EW201702083436 | 2017-02-08 | KITCHEN UPGRADES KNOB & TUBE REPLACEMENT FOR 2ND FLOOR SERVICE UPGRADE TO 200 AMP. | WESTSUN ELECTRIC COMPANY | R | 1808 | 18 | 1479 | 45TH AV |  | 2 | ISSUED | 2017-02-08
EW201702053370 | 2017-02-05 | TWO BATHROOMS REMODEL. RELOCATE AN EXISTING SUB PANEL IN CLOSET TO HALLWAY. | BOLT ELECTRIC | R | 762 | 181 | 601 | VAN NESS AV | 605 | 6 | ISSUED | 2017-02-05
E201702233120 | 2017-02-23 | REWIRE TOP FLOOR 200A SERVICE UPGRADE 4 METERS 40 LIGHTS 30 SWITCHES 60 RECEPTACLES 1 FAN 10 SMOKE DETECTORS. | S & W ELECTRIC INC. | R | 3618 | 72 | 990 | GUERRERO ST |  |  | ISSUED | 2017-02-23
E201702142919 | 2017-02-14 | ADD LIGHTS FOR EXTERNAL DISPLAY 30 LIGHTS TOTAL. | HEIN LIGHTING & ELECTRIC | C | 693 | 15 | 1030 | POLK ST |  |  | ISSUED | 2017-02-14
EW201702103493 | 2017-02-10 | 3 FLOORS: 1 TENANT LIGHTS AND PLUGS | WELLS ELECTRICAL INC | C | 3548 | 31 | 1885 | MISSION ST |  | 1 | ISSUED | 2017-02-10
EW201702243760 | 2017-02-24 | NEW 100 AMP OVERHEAD SERVICE NEW LOAD CENTERS KITCHEN/ DINING AND BATHROOM REMODEL. NEW LAUNDRY . | MAL ROGERS ELECTRIC | R | 6239 | 41 | 239 | ARLETA AV |  | 1 | ISSUED | 2017-02-24
EW201702033333 | 2017-02-03 | PER INSPECTOR NICHOLAS RUSSELL APPLY FOR OUR OWN PERMIT IN SUBSTITUTE TO THE ONE ISSUED TO THE GENERAL CONTRACTOR AT START OF JOB (ELECTRICAL PERMIT APPLICATION # E201608179079) (BUILDING PERMIT APPLICATION #201608094576) PULLED BY T I MANAGEMENT GROUP INC. | A & E ELECTRICAL CO. INC. | C | 598 | 9 | 1900 | VAN NESS AV | 0 | 3 | ISSUED | 2017-02-03
E201702213060 | 2017-02-21 | INSTALLATION OF APPROX 28 CONVENIENCE CIRCUIT IN ALL 3 FLOORS. | ZEUS ELECTRIC *CHECK FOR I.D* | C | 3566 | 53 | 445 | CHURCH ST |  | 1-3 FLOOR | ISSUED | 2017-02-21
EW201702243765 | 2017-02-24 | WIRING FOR NEW ROOM IN BASEMENT | CANNING ELECTRIC INC | R | 1856 | 29 | 1570 | 11TH AV |  | 1 | ISSUED | 2017-02-24
E201702223080 | 2017-02-22 | INSTALL 5 ILLUMINATED SIGNS | ILLUMINATED CREATIONS | R | 3702 | 390 | 33 | 08TH ST |  |  | ISSUED | 2017-02-22
E201702102861 | 2017-02-10 | INSTALL NEW LIGHTINGS OUTLETS FOR KITCHEN BATHROOMS G/F BEDROOM & STORAGE ROOM. 10 LIGHTS 10 SWITCHES 15 RECEPTACLES 1 GARBAGE DISPOSAL 1 MICROWAVE. | SHEK'S CONSTRUCTION CO | R | 6986 | 30 | 164 | JULES AV |  |  | ISSUED | 2017-02-10
E201702213057 | 2017-02-21 | 1ST FL ADD 2 BATH 2 BDRM FAMILY ROOM 2ND FL RELOCATE KITCHEN BATH ADD 1 BATH 1 BDRM. REWIRE WHOLE HOUSE UPGRADE PANEL TO 100 AM AND ADD SUB PANEL. 65 LIGHTS 30 SWITCHES 65 PLUGS 5 FANS 1 GD 1 RANGE 9 SMOKE DETECTORS | KMH CONSTRUCTION COMPANY | R | 7272 | 8 | 419 | LAKESHORE DR |  | 12 | ISSUED | 2017-02-21
EW201702133549 | 2017-02-13 | FINAL INSPECTION FOR CLOSED PERMIT THAT WAS CLOSED FOR THE DIGITAL DISPLAY PERMIT EW20131107461. | LYNCH ELECTRIC & SONS INC. | C | 7295 | 38 | 3251 | 20TH AV |  | 1 | COMPLETE | 2017-02-16
EW201702083439 | 2017-02-08 | T.I. OF EXISTING SPACE. NEW LIGHTING AND POWER FOR EQUIPMENT. UPDATED FIRE ALARM AND LIGHTING CONTROL | E. J. WEBER ELECT.CO INC | C | 7296 | 5 | 233 | WINSTON DR |  | 1 | ISSUED | 2017-02-08
E201702072757 | 2017-02-07 | REPLACE EXISTING PG&E UNDERGROUND TERM CAN INSTALL 1 NEW 200 AMP SUB-PANEL | CHARLES ELECTRIC | C | 315 | 14 | 272 | O'FARRELL ST | 0 |  | CANCELLED | 2017-03-08
EW201702223712 | 2017-02-22 | C17-0278 PINTEREST TECHNOLOGY INFRASTRUCTURE | BEI CONSTRUCTION INC. | C | 3785 | 22 | 149 | BLUXOME ST |  | 2 | ISSUED | 2017-02-22
EW201702013300 | 2017-02-01 | PERMITS FOR GREEN TAGS FOR UNIT 2701 AND 2763 JENNINGS STREET | J Y ELECTRICAL CONSTRUCTION CO INC | C | 4910 | 10 | 2701 | JENNINGS ST |  | 1 | ISSUED | 2017-02-01
EW201702213684 | 2017-02-21 | INSTALL ELECTRIC HEATER IN LIVING ROOM | A L V CONSTRUCTION INC | R | 3597 | 39 | 729 | GUERRERO ST |  | 1 | COMPLETE | 2017-03-02
E201702032700 | 2017-02-03 | FINAL FOR ALL WORK COMPLETED UNDER E200712143888. | BEST VALUE HOME IMPROVEMENTS | R | 7274 | 22 | 251 | COUNTRY CLUB DR |  |  | ISSUED | 2017-02-03
EW201702033344 | 2017-02-03 | INSTALLING 5 OUTDOOR LIGHT FIXTURE 5 OUTDOOR OUTLET DEDICATED CIRCUIT FROM HOUSE PANEL. | MAGNOLIA ELECTRIC ** CHECK NOTES** | R | 3789 | 26 | 2 | TOWNSEND ST |  | 1 | ISSUED | 2017-02-03
EW201702273821 | 2017-02-27 | ELECTRICAL SERVICE UPGRADE - 100A | EARTH STAR ELECTRIC | R | 5896 | 29 | 639 | SILVER AV |  | 0 | ISSUED | 2017-02-27
E201702102862 | 2017-02-10 | INSTALL 3 CONDENSOR UNITS 3 AIR HANDLER UNITS WIRE AND INSTALL 3 - 50 AMP AND 3 - 20 AMP BREAKERS | TOT'L ENVIRONM'L /PWER SYM INC DBA:TEPS | C | 1071 | 4 | 2690 | GEARY BL |  |  | ISSUED | 2017-02-10
E201702102855 | 2017-02-10 | NEW LAUNDRY AND BATHROOM | J P E CONSTRUCTION | R | 2384 | 017B | 2486 | 42ND AV |  |  | COMPLETE | 2017-03-13
EW201702133533 | 2017-02-13 | ELECTRICAL WORK FOR NEW KITCHEN PER APPROVED PLANS. | RODNEY E FITE INC. | R | 713 | 160 | 1200 | GOUGH ST | 23 | 23 | ISSUED | 2017-02-13
E201702172989 | 2017-02-17 | INSTALLATION OF A FIRE ALARM SYSTEM WITH SPRINKLER MONITORING FOR ALL FLOORS | CRIME WATCH SECURITY SYSTEMS INC | C | 3635 | 14 | 1198 | VALENCIA ST |  |  | ISSUED | 2017-02-17
EW201702143576 | 2017-02-14 | INSTALLATION OF (3) NEW NOTIFICATION DEVICES AND RE-LOCATED (2) EXISTING DEVICES TO BRING NEW COMMERCIAL TI UNIT UP TO NFPA 72 CODES AND STANDARDS | CRIME WATCH SECURITY SYSTEMS INC | R | 837 | 3 | 20 | PAGE ST |  | 1 | ISSUED | 2017-02-14
EW201702173652 | 2017-02-17 | NEW 400 AMP SERVICE 1 COMMERCIAL UNIT CORE AND SHELL ONLY TWO RESIDENTIAL UNIT REMODELS | CORISH ELECTRIC CORPORATION | C | 531 | 11 | 1964 | UNION ST |  | 1 | ISSUED | 2017-02-17
EW201702243773 | 2017-02-24 | CLOSE OUT ELECTRICAL FOR SIGNS INSTALLED UNDER BUILDING PERMIT NUMBERS 2016-07-25-3157 AND 2016-07-25-3159. ELECTRICAL TO JUNCTION BOX INSTALLED AS PART OF STORE TI UNDER EW2016-07-25-9529. | CORISH ELECTRIC CORPORATION | C | 653 | 17 | 2000 | FILLMORE ST |  | 1 | ISSUED | 2017-02-24
EW201702063403 | 2017-02-06 | SINGLE FAMILY HOME UEFER GROUND 4 BED 3 BATH LIVING FAMILY DINING LAUNDRY FURNACE | BRIAN ROGERS ELECTRIC | R | 1374 | 37 | 110 | 15TH AV |  | 1 | ISSUED | 2017-02-06
EW201702063373 | 2017-02-06 | INSTALL POWER OUTLET FOR SIGN AND LOGO. | P J ELECTRIC CO | C | 316 | 2 | 340 | OFARRELL ST |  | 1 | ISSUED | 2017-02-06
EW201702083462 | 2017-02-08 | COMPLETE REMODEL OF RESIDENCE. SERVICE UPGRADE | RAKE ELECTRIC | R | 579 | 2 | 2535 | LAGUNA ST |  | 1 | ISSUED | 2017-02-08
EW201702083445 | 2017-02-08 | TO COMPLETE FINAL INSPECTION FOR ONE KITCHEN REMODEL PER OLD PERMIT EW2014/11/17/261 | Q & Q ELECTRIC CO. INC | R | 614 | 28 | 2257 | WASHINGTON ST |  | 3 | COMPLETE | 2017-02-10
EW201702233751 | 2017-02-23 | 200A SERVICE UPGRADE | ELECTRO INTEGRITY | R | 7003 | 39 | 270 | BYXBEE ST |  | 1 | ISSUED | 2017-02-23
EW201702113512 | 2017-02-11 | UNIT #3 - RELOCATE FPE SUB-PANEL AND REPLACE WITH UL LISTED BRAND | ELECTRO INTEGRITY | R | 841 | 1 | 501 | OAK ST |  | 2 | COMPLETE | 2017-02-16
E201702062731 | 2017-02-06 | ADDRESS CORRECTION: REF PERMIT EW201701243125. SCOPE OF WORK: (10) 327 WATTS AC SOLAR MODULES WITH INTEGRATED INVERTERS FLUSH MOUNTED TO THE ROOF. - 10 ROOF-MOUNTED SOLAR PV MODULES 327 WATTS PER MODULE 10 INTERACTIVE INVERTER TOTAL NO. OF RATING 3.27 KW. | LUMINALT ENERGY CORPORATION | R | 2626 | 3 | 24 | ORD ST |  |  | ISSUED | 2017-02-06
EW201702073430 | 2017-02-07 | INSTALL INFRASTRUCTURE FOR SOLAR PV SYSTEM | LUMINALT ENERGY CORPORATION | R | 2354 | 001I | 2339 | 25TH AV |  | 1 | ISSUED | 2017-02-07
E201702132875 | 2017-02-13 | 400A SERVICE UPGRADE | VALLA H & R ELECTRIC | R | 936 | 018C | 2379 | CHESTNUT ST |  |  | ISSUED | 2017-02-13
EW201702143573 | 2017-02-14 | BATHROOM FANS SWITCH LEG REWIRING AND REPLACEMENT OF FAN UNITS IN THE FOLLOWING APARTMENTS: 411 415 413 511 512 513. | MEC ELECTRICAL (MENENDEZ ENTERPRISES) | R | 3533 | 37 | 145 | GUERRERO ST |  | 4 | COMPLETE | 2017-02-28
EW201702093471 | 2017-02-09 | NEW WIRING IN THE UNIT NEW SUB PANEL 3 BEDROOM KITCHEN 2 BATH UFER GROUND | BIT ELECTRICAL INC | R | 6515 | 2 | 306 | BARTLETT ST |  | 2 | ISSUED | 2017-02-09
E201702132884 | 2017-02-13 | KITCHEN BATH & LAUNDRY REMODEL. UPDATE ELECTRICAL TO CODE. 9 LTS 5 SWITCHES 7 RECEPTS 1 GAR DISP 1 MICRO 1 RANGES 2 SMOKE DETECTS 1 FANS 1 DISHWASHERS | CAL AM CONSTRUCTION INC. | R | 1743 | 64 | 621 | LINCOLN WY | 2 |  | ISSUED | 2017-02-13
E201702173003 | 2017-02-17 | MASTER BATHROOM GUEST BATHROOM FIRST FLOOR PATIO BATHROOM REPLACE AND UPGRADE EXISTING ELECTRICAL SUBPANEL IN GARAGE 13 LTS 17 SWITCHES 12 RECEPTS 2 HYDRO-MASSAGE TUBS 3 FANS | INNOVATOR ELECTRIC INC. | R | 972 | 4 | 3320 | JACKSON ST |  |  | ISSUED | 2017-02-17
EW201702153614 | 2017-02-15 | NEW ROOFTOP PV SYSTEM: (14) LG 320W MODULES AND (1) SMA 3.8KW. MOUNTED TO TILTED RACK ON FLAT ROOF. REPLACE MAIN PANEL WITH 200A BUS KEEP EXISTING 100A MAIN BREAKER. NEW 240V EV OUTLET. - 14 ROOF-MOUNTED SOLAR PV MODULES 320 WATTS PER MODULE 1 INTERACTIVE INVERTER TOTAL NO. OF RATING 3.8 KW. | ALBION POWER COMPANY INC | R | 5618 | 39 | 129 | WINFIELD ST |  | 1 | ISSUED | 2017-02-15
EW201702043366 | 2017-02-04 | INSTALL (8) ROOF MOUNTED SOLAR PANELS. (2.36KW) WITH BATTERY BACKUP (13.5KW) - 8 ROOF-MOUNTED SOLAR PV MODULES 295 WATTS PER MODULE 1 INTERACTIVE INVERTER TOTAL NO. OF RATING 3 KW. | SOLARCITY CORPORATION | R | 1153 | 7 | 1710 | GOLDEN GATE AV |  | 2 | ISSUED | 2017-02-04
E201702213030 | 2017-02-21 | MOVE ELECTRICAL BOXES SWITCHES & LIGHTS. 8 LIGHTS 2 SWITCHES 8 RECEPTACLES 4 FANS 1 DISHWASHER 1 GARBAGE DISPOSAL 1 MICROWAVE 1 RANGE. | SUNSET CONSTRUCTION | R | 777 | 4 | 811 | PIERCE ST |  |  | ISSUED | 2017-02-21
E201702173005 | 2017-02-17 | UPGRADE ELECTRICAL THROUGHOUT UNIT UFER GROUND NEW SUBPANEL 50 LIGHTS 25 SWITCHES 70 RECEPTACLES 4 FANS 1 DISHWASHER 1 GARBGE DISPOSAL 1 MICROWAVE 1 RANGE 6 SMOKE DETECTORS 1 FURNACE. | ALIVE DESIGN & CONSTRUCTION | R | 2075 | 005G | 1875 | 38TH AV |  |  | ISSUED | 2017-02-17
E201702223067 | 2017-02-22 | REMODEL RESIDENTIAL UNIT ADD SUBPANEL 20 LIGHTS 9 SWITCHES 25 RECEPTACLES 4 FANS 1 DISHWASHER 1 GARBAGE DISPOSAL 1 MICROWAVE 1 RANGE. | FIDES CONSTRUCTION INC | R | 6920 | 19 | 128 | CORONA ST |  |  | ISSUED | 2017-02-22
EW201702223717 | 2017-02-22 | INSTALL OF 20 ALLMOD WORKSTATIONS | ALL MODULAR SYSTEMS INC. | C | 3763 | 13 | 436 | BRYANT ST |  | 1 | ISSUED | 2017-02-22
E201702223101 | 2017-02-22 | RENOVATE EXISTING BATHROOM ADD SUBPANEL UPGRADE ELECTRICAL AT BEDROOM + OFFICE 5 LTS 8 SWITCHES 10 RECEPTS 1 FANS | QUALITY PAINTING & CONSTRUCTION | R | 1904 | 37 | 1662 | 40TH AV |  |  | ISSUED | 2017-02-22
EW201702173667 | 2017-02-17 | FOR: MOLECULAR MED TRI-CON AND SYMPOSIA MOSCONE SOUTH SHOW DAYS 2/20-24/2017 JOB #432614 | FREEMAN DECORATING SERVICES INC | C | 3734 | 91 | 747 | HOWARD ST |  | 1 | ISSUED | 2017-02-17
EW201702033365 | 2017-02-03 | FOR: RSA 2/13-16/2016 MOSCONE NORTH SOUTH WEST SHOW #436903 | FREEMAN DECORATING SERVICES INC | C | 3734 | 91 | 747 | HOWARD ST |  | 1 | ISSUED | 2017-02-03
E201702243148 | 2017-02-24 | NEW ELECTRICAL FOR REMODEL 34 NEW CAN LIGHTS THROUGHOUT 12 SWITCHES UPGRADED 16 RECEPTS 1 GAR DISP 1 MICRO 1 RANGES 2 SMOKE DETECTS 1 FANS 1 DISHWASHERS | RICOS GENERAL CONSTRUCTION | R | 1047 | 27 | 1652 | LYON ST |  |  | ISSUED | 2017-02-24
E201702172995 | 2017-02-17 | UPGRADE ELECTRICAL ADD SUBPANEL 4 LIGHTS 4 SWITCHES 10 RECEPTACLES 1 RANGE 3 SMOKE DETECTOR. | PALMERA CONSTRUCTION CO | R | 159 | 8 | 916 | PACIFIC AV |  | UNIT #17 | ISSUED | 2017-02-17
E201702162955 | 2017-02-16 | REMODEL KITCHEN AND 2 BATHROOMS ADD SUBPANEL PER PLANS 6 LTS 4 SWITCHES 10 RECEPTS 1 GAR DISP 1 MICRO 2 FANS 1 DISHWASHERS | KWONG ASSOCIATES | R | 3054 | 16 | 54 | BRENTWOOD AV |  |  | ISSUED | 2017-02-16
E201702092836 | 2017-02-09 | INSTALL UFER | VECTOR CONSTRUCTION INC. | R | 0443A | 001D | 3665 | FILLMORE ST |  |  | COMPLETE | 2017-02-16
E201702273167 | 2017-02-27 | RENEWAL OF PERMIT E201512223715. | TONY CONSTRUCTION INC | R | 1005 | 13 | 3064 | SACRAMENTO ST |  |  | ISSUED | 2017-02-27
E201702032689 | 2017-02-03 | G/F- ADD (N) OFFICE (N) BEDROOM (N) BATHROOM REPLACE (E) WASHER/DRYER/FURNACE/WATER HEATER. 25 LIGHTS 20 SWITCHES 20 RECEPTACLES 1 FAN. | S & K CONSTRUCTION | R | 2822B | 18 | 172 | PANORAMA DR |  |  | ISSUED | 2017-02-03
E201702162972 | 2017-02-16 | REMODEL 1/2 BATHROOM 2 LIGHTS 2 SWITCHES. | S & K CONSTRUCTION | R | 952 | 17 | 2828 | DIVISADERO ST |  |  | ISSUED | 2017-02-16
EW201702023302 | 2017-02-02 | SERVICE CHANGE | PAURIC ELECTRIC | R | 7047 | 27 | 2594 | SAN JOSE AV |  | 1 | COMPLETE | 2017-02-03
EW201702023316 | 2017-02-02 | KITCHEN BATHROOM REWIRE | PAURIC ELECTRIC | R | 599 | 75 | 2040 | FRANKLIN ST | 1003 | 11 | ISSUED | 2017-02-02
E201702152940 | 2017-02-15 | UPGRADE KITCHEN OUTLETS 6 RECEPTACLES 1 DISHWASHER. | BEYOND THE HORIZON CONSTRUCTION | R | 3092 | 59 | 427 | JOOST AV |  |  | ISSUED | 2017-02-15
EW201702073405 | 2017-02-07 | JITCHEN REMODEL. EXISTING CIRCUITS TO BE REP-PURPOSED. | ARMAS ELECTRIC | R | 3546 | 34 | 425 | 14TH ST | 3 | 3 | ISSUED | 2017-02-07
EW201702143575 | 2017-02-14 | REWIRE APT KITCHEN BATH 2 BEDROOMS INSTALL SUBPANEL IN KITCHEN LIV RM AREA INSTALL RECESS LIGHTING. | KALT ELECTRIC | R | 3538 | 74 | 83 | WALTER ST | 0 | 3 | ISSUED | 2017-02-14
E201702223074 | 2017-02-22 | INSTALL RESIDENTIAL ELEVATOR | REICA CONSTRUCTION INC | R | 4711 | 105 | 4 | JAKEY CT |  |  | ISSUED | 2017-02-22
E201702072769 | 2017-02-07 | REWIRE KITCHEN 3 LTS 2 SWITCHES 8 RECEPTS 1 GAR DISP 1 MICRO 1 DISHWASHERS | ULTRA ELECTRIC CO | R | 2704 | 011A | 3268 | MARKET ST |  |  | ISSUED | 2017-02-07
EW201702063393 | 2017-02-06 | INSTALL (51) DATA CABLES. | MCMILLAN DATA COMMUNICATIONS | C | 208 | 28 | 655 | MONTGOMERY ST |  | 6 | ISSUED | 2017-02-06
E201702102850 | 2017-02-10 | SOLAR: PLAN 1172 14 PV MODS 360 WATTS PER MOD 5.04 = DC KW SYSTEM | ALL BAY SOLAR | R | 2421 | 43 | 2534 | 21ST AV |  |  | COMPLETE | 2017-02-13
E201702092825 | 2017-02-09 | WORK IN UNIT 101: KITCHEN UPGRADE 8 RECEPTACLES 2 SWITCHES 4 LIGHTS | CBS CONSTRUCTION INC. | R | 6631 | 34 | 455 | 29TH ST |  |  | ISSUED | 2017-02-09
E201702012647 | 2017-02-01 | UFER GROUND REF E20161021601 | ONE TOUCH ELECTRIC | R | 7043 | 010A | 68 | OTTAWA AV |  |  | COMPLETE | 2017-02-03
E201702273168 | 2017-02-27 | REMODEL 2 BATHROOMS 1 KITCHEN ON 2/F. NEW LIGHTS PLUGS SWITCHES. ADD 3 BEDROOMS & 3 BATHROOMS ON G/F. | ODYSSEUS BUILDERS | R | 7258 | 10 | 57 | CLEARFIELD DR |  |  | ISSUED | 2017-02-27
EW201702143578 | 2017-02-14 | REPLACE EXISTING ELECTRICAL 100AMP SUB-PANEL AT UNIT E107. | GREEN TECH ELECTRIC SOLUTIONS | C | 1737 | 12 | 1241 | FUNSTON AV | 0 | 107 | COMPLETE | 2017-02-17
E201702032684 | 2017-02-03 | INSTALL 1 NEW HOUSE PANEL AND NEW SOCKET METER | E M ELECTRIC CO. | R | 1240 | 36 | 909 | HAIGHT ST | 0 |  | COMPLETE | 2017-02-07
E201702273174 | 2017-02-27 | SOLAR: PLAN 1188 40 PV MODS 360 WATTS PER MOD 14.4 = DC KW SYSTEM | SUNLOGIC INC DBA SOLAR TECHNOLOGIES | R | 1580 | 10 | 4629 | ANZA ST |  |  | ISSUED | 2017-02-27
E201702032688 | 2017-02-03 | UNDERGROUND STATION. ELECTRICAL DISTRIBUTION EQUIPMENT DEVICES LOW VOLTAGE MEDIUM VOLTAGE | FISK ELECTRIC COMPANY | C | 3733 | 93 | 266 | 04TH ST |  |  | ISSUED | 2017-02-03
EW201702063402 | 2017-02-06 | NEW CONSTRUCTION SINGLE FAMILY HOME INCLUDING 200AMP SERVICE | URBAN ENERGY | R | 6604 | 15 | 556 | 28TH ST |  | 1 | ISSUED | 2017-02-06
E201702243153 | 2017-02-24 | RENEWAL OF PERMIT E201602014548. | J & J SOUTH WEST CONSTRUCTION INC | R |  |  | FILED | 2017-02-24
E201702132894 | 2017-02-13 | UNIT 201. INSTALL 60 AMP SUBPANEL IN APARTMENT INSTALL 100 AMP DISCONNECT AT MAIN SERVICE IN HALLWAY REWIRE ALL ITEM IN APARTMENT 22 LTS 12 SWITCHES 30 RECEPTS 1 GAR DISP 1 MICRO 1 RANGES 3 SMOKE DETECTS 1 FANS 1 DISHWASHERS | VALLIN ELECTRIC | R | 1422 | 4 | 225 | 11TH AV | 0 |  | ISSUED | 2017-02-13
E201702032695 | 2017-02-03 | INTERIOR REMODEL 20 LIGHTS 5 SWITCHES 15 RECEPTACLES 1 DISHWASHER 1 GARBAGE DISPOSAL 1 RANGE 4 SMOKE DETECTOR. | LY CONSTRUCTION | R | 1677 | 001D | 3303 | CABRILLO ST |  |  | ISSUED | 2017-02-03
E201702062737 | 2017-02-06 | KITCHEN AND BATHROOM RENOVATION 3 LIGHTS 4 SWITCHES 4 RECEPTACLES 1 FAN 1 DISHWASHER 1 GARBAGE DISPOSAL 1 RANGE. | NOMELLINI CONSTRUCTION * ASK FOR ID * | R | 337 | 20 | 455 | EDDY ST |  | UNIT# 404 | COMPLETE | 2017-03-03
E201702273188 | 2017-02-27 | INSTALLING EXHAUST FAN | CELEBRITY TILE | R | 2479 | 1 | 2601 | 17TH AV |  |  | ISSUED | 2017-02-27
EW201702033350 | 2017-02-03 | INSTALL SMALL DISCONNECT 240VOLT - 40AMP FOR UNIT 6 FOR TAPPING OF UNIT DISCONNECT 240VOLT - 100AMP. FROM HERE WE WILL RUN A 40FT RUN TO TESLA WALL CONNECT WITH A DEDICATED CIRCUIT 240VOLT -30AMP CIRCUIT. CONDUIT RUN IS ONE INCH AND 6AWG COPPER WIRES AS FEEDERS FOR SMALL DISCONNECT AND TESLA WALL CONNECTOR. | NIJSSEN ELECTRIC | R | 597 | 4 | 1731 | LARKIN ST |  | 1 | ISSUED | 2017-02-03
EW201702083459 | 2017-02-08 | INSTALL TESLA WALL CONNECTOR ON A DEDICATED CIRCUIT 240V - 35AMP | NIJSSEN ELECTRIC | R | 556 | 3 | 2817 | BUCHANAN ST |  | 1 | COMPLETE | 2017-02-22
E201702072759 | 2017-02-07 | CHANGING THE ENTIRE WIRING AND LIGHTS IN THE HOME CHANGING THE SWITCHES AND PLUGS. ADDING LAUNDRY IN BASEMENT CHANGING THE APPLIANCES IN THE KITCHEN. INSTALL 80 LIGHTS 60 SWITCHES 20 RECEPTACLES 3 FANS 1 DISHWASHER 1 MICROWAVE 10 SMOKE DETECTORS. | KANLER INC | R | 3562 | 21 | 313 | CASTRO ST |  | 1/F 2/F 3/F | ISSUED | 2017-02-07
EW201702033343 | 2017-02-03 | INSTALLATION OF A ROOF MOUNTED SOLAR PV SYSTEM (9 AC MODULES - EACH MODULE HAS AN INTEGRATED MICROINVERTER ATTACHED TO IT) AND A NEW HOUSE SUBPANEL - 9 ROOF-MOUNTED SOLAR PV MODULES 360 WATTS PER MODULE 9 INTERACTIVE INVERTER TOTAL NO. OF RATING 2.88 KW. | SOLARUNION SF | R | 2714 | 39 | 45 | SEWARD ST | 2 | 1 | COMPLETE | 2017-02-21
EW201702033341 | 2017-02-03 | INSTALLATION OF A SOLAR PHOTOVOLTAIC ELECTRIC GENERATING SYSTEM COMPOSED OF 9 AC MODULES - THESE MODULES HAVE AN INTEGRATED MICROINVERTER ON THE BACK OF THE MODULE - 9 ROOF-MOUNTED SOLAR PV MODULES 360 WATTS PER MODULE 9 INTERACTIVE INVERTER TOTAL NO. OF RATING 2.88 KW. | SOLARUNION SF | R | 2714 | 38 | 45 | SEWARD ST | 1 | 1 | COMPLETE | 2017-02-21
E201702223089 | 2017-02-22 | UNIT #204: BATHROOM AND KITCHEN REWIRING. NEW SUBPANEL | SPECTRUM SYSTEMS SF | R | 0464A | 6 | 3445 | PIERCE ST | 0 |  | ISSUED | 2017-02-22
E201702273199 | 2017-02-27 | UNIT #305: PANEL UPGRADE. | SPECTRUM SYSTEMS SF | R | 0464A | 6 | 3455 | PIERCE ST | 0 |  | ISSUED | 2017-02-27
E201702233126 | 2017-02-23 | UNIT #537 AND COMMON AREAS: TO COMPLY WITH PHYSICAL INSPECTION REPORT CC-8097. | SPECTRUM SYSTEMS SF | R | 2828 | 43 | 537 | GRAND VIEW AV |  |  | ISSUED | 2017-02-23
EW201702093489 | 2017-02-09 | INSTALLATION OF 30 WORKSTATIONS | MODULAR AND DATA SERVICES CORP | C | 295 | 6 | 360 | POST ST |  | 3 | COMPLETE | 2017-02-24
E201702172982 | 2017-02-17 | 6TH FLOOR - UNIT 608: 2 LIGHTS 2 SWITCHES 10 RECEPTACLES 1 FAN 1 DISHWASHER 1 MICROWAVE 1 RANGE 1 SMOKE DETECTOR 6 CIRCUITS; FEEDERS NO. & SIZE: #8; UPGRADE ELECTRICAL | MENDEZ-ORTIZ CONSTRUCTION INC | R | 283 | 13 | 887 | BUSH ST |  | 6TH FLOOR | ISSUED | 2017-02-17
E201702032691 | 2017-02-03 | INSTALL NEW LIGHTS OUTLETS BATHROOM FAN 11 LTS 4 SWITCHES 12 RECEPTS 2 SMOKE DETECTS 1 FANS | S O G CONSTRUCTION | R | 4968 | 35 | 1173 | INGERSON AV |  |  | ISSUED | 2017-02-03
E201702072770 | 2017-02-07 | KITCHEN AND BATHROOM REMODEL 20 LIGHTS 10 SWITCHES 25 RECEPTACLES 1 FAN 1 DISHWASHER 1 MICROWAVE 8 SMOKE DETECTORS. | BILL WONG CONSTRUCTION | C | 3590 | 3 | 722 | SOUTH VAN NESS AV |  |  | ISSUED | 2017-02-07
E201702213036 | 2017-02-21 | NEW DISTRIBUTION. REPLACE OLD WIRING WITH NEW IN KITCHEN BATHROOM DINING & LIVING ROOM. NEW FRIDGE NEW OVEN NEW DISHWASHER & NEW HOOD. 6 LIGHTS 4 SWITCHES 4 RECEPTACLES 1 FAN 1 DISHWASHER 1 GARBAGE DISPOSAL 1 RANGE 1 SMOKE DETECTOR. | RYAN FISH CONSTRUCTION | R | 1809 | 016B | 1490 | 45TH AV |  | 2ND FL | ISSUED | 2017-02-21
E201702213041 | 2017-02-21 | APARTMENT REMODEL - UPGRADE ELECTRICAL SYSTEM. RELOCATE KITCHEN FIXTURES. INSTALL 8 LIGHTS 5 SWITCHES 20 RECEPTACLES 1 DISHWASHER 1 MICROWAVE 1 RANGE 1 SMOKE DETECTOR. | AJO GROUP | R | 1278 | 22 | 1000 | COLE ST |  | 2/F | ISSUED | 2017-02-21
E201702092829 | 2017-02-09 | BASEMENT: MOVE INCEDENTAL ELECTRICAL INTO WALLS IN ORDER TO BE COVERED BY SHEETROCK | MIKE DAHLE/RUSSIAN RIVER MAINT&REPAIR | R | 3011 | 43 | 190 | MIRALOMA DR |  |  | ISSUED | 2017-02-09
E201702233119 | 2017-02-23 | NEW BATHROOM ADDITION LIGHTS RECEPTICALS SWITCHES FANS | S & I CONSTRUCTION INC | R | 6659 | 25 | 127 | 30TH ST |  |  | ISSUED | 2017-02-23
E201702273186 | 2017-02-27 | 9 SOLAR PV MODULES 290 WATTS PER MODULE 2.61 KW. SERVICE UPGRADE TO 125AMP | ENERGY ENTERPRISES USA INC
DBA CANOPY EN | R | 3001A | 64 | 847 | FOERSTER ST |  |  | COMPLETE | 2017-03-09
E201702102868 | 2017-02-10 | SOLAR: 12 PV MODS 290 WATTS PER MOD 3.48 = DC KW SYSTEM | ENERGY ENTERPRISES USA INC
DBA CANOPY EN | R | 7054 | 003B | 815 | CAPITOL AV |  |  | ISSUED | 2017-02-10
E201702142923 | 2017-02-14 | SOLAR: INSTALL 13 ROOF MOUNTED PV MODS 280W/MOD 3.64KW TOTAL RATING. | BRIGHT FUTURE SOLAR ENERGY INC | R | 5067 | 008A | 2114 | BAY SHORE BL |  |  | COMPLETE | 2017-03-09
E201702072767 | 2017-02-07 | REWIRE HOUSE 200A SERVICE UPGRADE 50 LIGHTS 60 RECEPTACLES 3 FANS 1 DISHWASHER 1 GARBAGE DISPOSAL 6 SMOKE DETECTOR. | STOKELY MARCUS CONSTRUCTION INC | R | 5610 | 10 | 18 | PROSPECT AV |  |  | ISSUED | 2017-02-07
E201702082780 | 2017-02-08 | REPLACE MAIN PANEL - UPGRADE TO 200 AMPS REWIRE ENTIRE RESIDENTIAL 2ND LEVEL AND GARAGE | EUREKA VALLEY CONSTRUCTION | R | 2419 | 4 | 2539 | 18TH AV |  |  | ISSUED | 2017-02-08
E201702173001 | 2017-02-17 | INSTALL FEEDS FOR ELECTRIFIED FURNITURE 8 RECEPTACLES. | SAN FRANCISCO POWER | C | 4167 | 10 | 700 | PENNSYLVANIA AV |  | 2ND | ISSUED | 2017-02-17
E201702273172 | 2017-02-27 | INSTALL 150 CAT 6 CABLES. | INNOVATIVE TELECOM SOLUTIONS | R | 715 | 5 | 1000 | VAN NESS AV |  |  | ISSUED | 2017-02-27
E201702273166 | 2017-02-27 | RELOCATE ELECTRIC PANEL AND ADD A DEDICATED LINE FOR MICROWAVE. 3 LIGHTS 5 SWITCHES 12 RECEPTACLES 1 FAN 1 DISHWASHER 1 GARBAGE DISPOSAL 1 MICROWAVE 2 SMOKE DETECTORS. | I Q V CONSTRUCTION INC. | R | 7520 | 15 | 5285 | DIAMOND HEIGHTS BL |  | #104 | ISSUED | 2017-02-27
E201702162973 | 2017-02-16 | KITCHEN & BATHROOM REMODEL. | CALIFORNIA DRYWALL CO | R | 7381 | 184 | 208 | LAKE MERCED HILL ST NORTH ST | 4 |  | ISSUED | 2017-02-16
EW201702153608 | 2017-02-15 | RESTROOM RENOVATION- NEW LIGHTING AND POWER | DECKER ELECTRIC CO INC | C | 3507 | 40 | 1455 | MARKET ST |  | 4 | ISSUED | 2017-02-15
EW201702163632 | 2017-02-16 | PINTEREST - LIGHTS SWITCHES RECEPTACLES LIFE SAFETY: SPEAKER STROBES | MCMILLAN BROS ELECTRIC | C | 3785 | 22 | 149 | BLUXOME ST |  | 1 | ISSUED | 2017-02-16
EW201702133536 | 2017-02-13 | BLUE SHIELD - (5)LIGHTS (1)SWITCH (7)RECEPTACLES | MCMILLAN BROS ELECTRIC | C | 3710 | 18 | 50 | BEALE ST |  | 23 | ISSUED | 2017-02-13
EW201702243756 | 2017-02-24 | INSTALL 1 OUTLET | MCMILLAN BROS ELECTRIC | C | 3709 | 14 | 425 | MARKET ST |  | 2300 | COMPLETE | 2017-03-01
EW201702033351 | 2017-02-03 | NEW OUTLETS LIGHTS FIRE ALARM SPEAKERS SMOKE DETECTOR/CO DETECTORS SWITCHES IN 14 GUEST ROOMS | SIERRA ELECTRIC CO | C | 244 | 1 | 950 | MASON ST | 0 | 0 | ISSUED | 2017-02-03
E201702072747 | 2017-02-07 | ELECTRICAL UPGRADE OF 104 SRO HOUSING UNITS. MODIFICATION OF EXISTING SERVICE. ADDITIONAL CIRCUITS TO UNITS FOR COOKTOP AND REFRIDGERATOR / SMALL APPLIANCE 208 RECEPTS 104 COOKTOPS 104 SMOKE DETECTS 208 CIRCUITS | EDWARD W. SCOTT | R | 3728 | 7 | 705 | NATOMA ST |  |  | ISSUED | 2017-02-08
EW201702013295 | 2017-02-01 | RELOCATE EXISTING OUTLETS | BRAYER ELECTRIC COMPANY | R | 1099 | 31 | 1415 | SCOTT ST |  | 1 | ISSUED | 2017-02-01
EW201702063399 | 2017-02-06 | LIGHTING AND LIGHTING CONTROLS UPGRADES. POWER UPGRADES WITH CONTROLLED RECEPTACLES AND LIFE SAFETY UPGRADES @ JM SMUCKERS - 1 MARITIME PLAZA 2ND FLOOR | PAGANINI ELECTRIC CORP(SEE SIGNATORIES) | C | 204 | 21 | 1 | MARITIME PZ |  | 2 | ISSUED | 2017-02-06
EW201702033359 | 2017-02-03 | SPEC SUITE TI INCLUDING PG&E GREEN TAG FOR MULTI-METER BOARD @ 350 8TH STREET BUILDING 3 BASEMENT. | PAGANINI ELECTRIC CORP(SEE SIGNATORIES) | C | 3756 | 3 | 350 | 08TH ST |  | 0 | COMPLETE | 2017-02-15
E201702032681 | 2017-02-03 | UPGRADE SERVICE TO 100 AMPS | DELTA ELECTRIC | R | 7018 | 41 | 974 | PLYMOUTH AV |  |  | COMPLETE | 2017-02-24
EW201702063386 | 2017-02-06 | ELEC & LIFE SAFETY T.I. GROUND FLOOR - EC1394 | C B F INC | C | 240 | 16 | 550 | KEARNY ST |  | 1 | ISSUED | 2017-02-06
EW201702023308 | 2017-02-02 | ELEC & LIFE SAFETY T.I. - EC1490 | C B F INC | C | 258 | 32 | 601 | CALIFORNIA ST | 0 | 820 | ISSUED | 2017-02-02
EW201702083450 | 2017-02-08 | ELEC RESTROOM UPGRADES - EC1464 | C B F INC | C | 3738 | 11 | 301 | HOWARD ST |  | 8 | COMPLETE | 2017-02-10
EW201702273802 | 2017-02-27 | REWIRE STORE | BLUE LIGHT ELECTRIC | C | 4266 | 36 | 2761 | 24TH ST |  | 1 | ISSUED | 2017-02-27
EW201702093481 | 2017-02-09 | INSTALL (90) CABLES ON THE 4TH FLOOR FOR INKHOUSE - 64881 | METROPOLITAN ELECTRICAL CONSTRUCTION | C | 228 | 24 | 550 | MONTGOMERY ST |  | 4 | ISSUED | 2017-02-09
EW201702233747 | 2017-02-23 | LEVEL 9 UPS-B BATTERY MONITOR SYSTEM INCLUDING MODULES AND CONNECTIONS TO NEW VRLA BATTERIES. INSTALL (1) BATTERY MONITOR SYSTEM / CONDUIT AND WIRE TO BATTERY MODULES FOR COMMUNICATION BUS. INSTALL SHUNT TRIP CONTROL CONDUIT AND WIRE FOR THERMAL RUNAWAY PROTECTION. INSTALL CONDUIT AND WIRE TO EXISTING BUILDING BMS FOR ALARM MONITORING. INSTALL (1) 120 VOLT CIRCUIT FOR SYSTEM POWER. RECEPTACLES (1) METRO JOB #64834 | METROPOLITAN ELECTRICAL CONSTRUCTION | C | 3507 | 40 | 1455 | MARKET ST |  | 9 | ISSUED | 2017-02-23
EW201702033345 | 2017-02-03 | INSTALL (90) CABLES ON THE 5TH FLOOR FOR INTERCOM - 64744 | METROPOLITAN ELECTRICAL CONSTRUCTION | C | 3708 | 96 | 55 | 02ND ST | 0 | 5 | ISSUED | 2017-02-03
E201702132876 | 2017-02-13 | APT 9: KITCHEN REMODEL: NEW LIGHTS PLUGS SWITCHES. | D C S CONSTRUCTION SERVICES INC | R | 588 | 15 | 2530 | FILLMORE ST | 0 |  | ISSUED | 2017-02-13
E201702082787 | 2017-02-08 | UNIT # 2 UPGRADE KITCHEN ELECTRICAL 2 LIGHTS 1 SWITCH 6 RECEPTACLES 1 DISHWASHER 1 GARBAGE DISPOSAL 1 MICORWAVE 1 RANGE | D C S CONSTRUCTION SERVICES INC | R | 588 | 15 | 2530 | FILLMORE ST | 0 |  | ISSUED | 2017-02-08
E201702233111 | 2017-02-23 | ADDRESS CORRECTION. REFERENCE PERMIT E201612301983 | J & L CONSTRUCTION CO. | R | 1450 | 019B | 5446 | GEARY BL |  |  | ISSUED | 2017-02-23
EW201702223718 | 2017-02-22 | RENOVATION OF ROOMS ON FLOORS 3-5.RENOVATION OF (3) CORRIDORS 3-5 | ALLCOM ELECTRIC INC. | C | 3736 | 27 | 299 | 02ND ST |  | 3 | ISSUED | 2017-02-22
E201702022666 | 2017-02-02 | REWIRE UNIT ROUGH APPROVED ON PERMIT E201612191765 | GREAT WALL CONSTRUCTION | R | 5616 | 57 | 103 | LUNDYS LN |  |  | ISSUED | 2017-02-02
E201702213047 | 2017-02-21 | REWIRE 3 LEVEL ELECTRICAL UPGRADE EXISTING EMTERS AND PANELS 35 LTS 40 SWITCHES 45 RECEPTS 3 SMOKE DETECTS 2 FANS | NEW STATE CONSTRUCTION INC | R | 6731 | 36 | 273 | SUSSEX ST |  |  | ISSUED | 2017-02-21
E201702142904 | 2017-02-14 | UNIT A COMMERCIAL SPACE. REMODEL 3 LTS 3 SWITCHES 6 RECEPTS 1 SMOKE DETECTS 1 FANS | RIVERA CONSTRUCTION | C | 861 | 32 | 629 | HAIGHT ST | 0 |  | ISSUED | 2017-02-14
E201702092835 | 2017-02-09 | 1ST FLOOR: ADD BEDROOM 2 FULLTS FAMILTY ROOM MEDIA ROOM STORAGE & LAUNDRY 30 LTS 16 SWITCHES 30 RECEPTS 7 SMOKE DETECTS 2 FANS | LEI'S CONSTRUCTION CO | R | 7084 | 27 | 20 | BYXBEE ST |  |  | ISSUED | 2017-02-09
E201702062734 | 2017-02-06 | DESIGN AND EXPAND THE EXISTING FIRE ALARM CONTROL PANEL TO COVER THE NEW ADDITION. | COSCO FIRE PROTECTION INC | C | 335 | 26 | 600 | LARKIN ST |  |  | ISSUED | 2017-02-06
E201702062733 | 2017-02-06 | REMOVE AND REPLACE FIRE ALARM CONTROL PANEL AND ALL FIELD DEVICE WITH NEW. | COSCO FIRE PROTECTION INC | C | 1567 | 12 | 679 | 24TH AV |  |  | COMPLETE | 2017-02-15
E201702032707 | 2017-02-03 | CHANGE LIGHT FOR LOWER LEVEL BATHROOM- 2 LIGHTS. | MACA BUILDERS INC. | R | 6993 | 31 | 528 | ARCH ST |  |  | ISSUED | 2017-02-03
EW201702213682 | 2017-02-21 | INSTALLING DATA LOW VOLTAGE CABLING IN VARIOUS AREAS. | SASCO | C | 3713 | 7 | 1 | MARKET ST |  | 37 | ISSUED | 2017-02-21
EW201702103502 | 2017-02-10 | INSTALL LOW VOLTAGE CABLING TO VARIOUS AREAS IN THE BUILDING. | SASCO | C | 3703 | 59 | 1095 | MARKET ST |  | 1095 | ISSUED | 2017-02-10
E201702072751 | 2017-02-07 | CONVERT GROUND FLOOR TO CHILD CARE 10 LIGHTS 10 SWITCHES 10 RECEPTACLES 2 FANS 1 GARBAGE DISPOSAL 1 MICROWAVE 1 RANGE 2 SMOKE DETECTORS. | 369 CONSTRUCTION | R | 1564 | 7 | 541 | 21ST AV |  |  | ISSUED | 2017-02-07
EW201702213681 | 2017-02-21 | NEW 100AMP OH SERVICE. REWIRE TWO GARAGE LIGHTS AND THE GARAGE DOOR OPENER PLUG. | CENTURY ELECTRIC CONST | R | 2007 | 15 | 1706 | 43RD AV |  | 1 | COMPLETE | 2017-02-28
E201702062713 | 2017-02-06 | REPLACE 9 FEDERAL PACIFIC SUBPANELS | NOE VALLEY POWER & LIGHT | R | 1845 | 52 | 309 | JUDAH ST |  |  | ISSUED | 2017-02-06
EW201702133545 | 2017-02-13 | NEW ROUGH ELECTRICAL AND RECESSED LIGHTS | ARTISTIC LIGHTING & ELECTRIC | R | 990 | 27 | 3821 | JACKSON ST |  | 3 | ISSUED | 2017-02-13
EW201702243753 | 2017-02-24 | WELLS FARGO 333 MARKET STREET 1ST FLOOR ANNEX-WBE JOB# 01-143299-PERSON OF CONTACT IS JOHN LEONE-415-798-6244 | W. BRADLEY ELECTRIC | C | 3710 | 20 | 333 | MARKET ST |  | 1 | ISSUED | 2017-02-24
EW201702153604 | 2017-02-15 | TELECOMMUNICATION INSTALLATION WORK - | CAPITOL ELECTRIC CONST | C | 263 | 11 | 101 | CALIFORNIA ST |  | 31 | COMPLETE | 2017-02-21
EW201702063401 | 2017-02-06 | FLOOR 1 INSTALL NEW HVAC CONTROLS INTO EXISTING EMS SYSTEMS INSTALL/RELOCATE SPACE THERMOSTATS. | SYSERCO INC. | R | 5952 | 2 | 302 | SILVER AV |  | 1 | ISSUED | 2017-02-06
EW201702073420 | 2017-02-07 | INSTALL 1 EMERGENCY EXIT FOR FRONT DOOR | LOI ELECTRIC COMPANY | R | 3614 | 69 | 2598 | FOLSOM ST |  | 0 | COMPLETE | 2017-02-08
E201702223081 | 2017-02-22 | LEAVE (E) ELECTRICAL SERVICE BY MARIO ORTIZ. LEAVE MAIN BREAKS FOR SUB NEW SUBPANELS. INSTALL 3 SUB PANELS & 90 AMPS SUB FEEDS & ALL (E) CIRCUITS. 2-90 AMPS 1-70 AMPS 2-SUBPANELS 90AMP 1-SUBPANEL 70 AMP | RAY CAMACHO ELECTRIC | R | 3775 | 61 | 126 | SOUTH PARK * |  | BSMT | ISSUED | 2017-02-22
E201702213059 | 2017-02-21 | UNIT 209: ONE BEDROOM FAMILY ROOM OFFICE LAUNDRY AND 60AMP SUBPANEL. UNIT 211: TWO BATHS AND ONE LAUNDRY. | HOWARD WONG ELECTRIC | R | 4004 | 35 | 209 | ARKANSAS ST |  |  | ISSUED | 2017-02-21
EW201702273792 | 2017-02-27 | INSTALL NEW OUTLET IN ENTRY RECEPTION AREA. NEW KITCHEN ELECTRICAL. SPLIT SYSTEM HVAC. RELOCATE EXIT SIGNS | WELLS ELECTRICAL INC | C | 13 | 5 | 2720 | TAYLOR ST |  | 3 | ISSUED | 2017-02-27
E201702142912 | 2017-02-14 | INSTALL (6) LIFE STAFETY DEVICES | A- C ELECTRICAL DESIGN INC | C | 3800 | 6 | 637 | KING ST |  | 1ST FL | COMPLETE | 2017-02-24
EW201702133528 | 2017-02-13 | FLAT REMODEL. ADD SUB PANEL | ANN ENEA | R | 3541 | 41 | 45 | HENRY ST |  | 2 | ISSUED | 2017-02-13
EW201702273804 | 2017-02-27 | KITCHEN REMODEL | ANN ENEA | R | 2372 | 40 | 2318 | 44TH AV |  | 2 | ISSUED | 2017-02-27
EW201702133516 | 2017-02-13 | REPLACE 1 - 100A PANEL. | TAM'S ELECTRIC INC | R | 1913 | 41 | 2445 | LAWTON ST |  | 1 | COMPLETE | 2017-02-24
EW201702133520 | 2017-02-13 | ROOF TOP PV SYSTEM WITH POWER OPTIMIZERS AND 1 GRID INTERACTIVE INVERTER - 11 ROOF-MOUNTED SOLAR PV MODULES 300 WATTS PER MODULE 1 INTERACTIVE INVERTER TOTAL NO. OF RATING 3.8 KW. | OCCIDENTAL POWER | R | 7016 | 26 | 2 | MIRAMAR AV |  | 2 | COMPLETE | 2017-02-22
EW201702233739 | 2017-02-23 | 4 X RECEPTACLES ON NEW CIRCUIT FROM EXISTING FUSE PANEL | RICHARD O. BROWN | C | 2892 | 4 | 678 | PORTOLA DR |  | 1 | COMPLETE | 2017-03-01
EW201702163625 | 2017-02-16 | 3RD FLOOR MASTER SUITE REMODEL WITH BATHROOM ADDITION. NEW 70 AMP SUB PANEL. | LIGHTNING ELECTRIC | R | 505 | 12 | 3052 | OCTAVIA ST | 0 | 3 | ISSUED | 2017-02-16
EW201702083444 | 2017-02-08 | PROVIDE 200AMP UNDERGROUND SERVICE | CANNING ELECTRIC INC | C | 3727 | 95 | 633V | MINNA ST |  | 0 | ISSUED | 2017-02-08
E201702172990 | 2017-02-28 | REMODELING 1/F & 2/F - ALL ROOMS. INCLUDING KITCHEN: NEW LIGHTS PLUGS SWITCHES NEW SUBPANEL. | ALL BAY CITIES CONSTRUCTION | R | 2330 | 2 | 2215 | 19TH AV |  |  | ISSUED | 2017-02-28
E201702082795 | 2017-02-08 | UPGRADE WIRING IN RESIDENTIAL UNIT 20 LIGHTS 8 SWITCHES 20 RECEPTACLES 2 FANS 1 DISHWASHER 1 GARBAGE DISPOSAL 2 SMOKE DETECTORS. | DANIEL EHRMANN | R | 4262 | 8 | 1366 | VERMONT ST |  |  | ISSUED | 2017-02-08
EW201702013280 | 2017-02-01 | 10653 T/I LIGHTS PLUG SWITCHES LIFE SAFETY TO FOLLOW | ASF ELECTRIC INC | C | 3707 | 16 | 90 | NEW MONTGOMERY ST |  | 3 | ISSUED | 2017-02-01
E201702162976 | 2017-02-16 | INSTALL 2 DISCONNECTS (1) 220V AND (1) 110V 2 LIGHTS AND 1 SWITCH. | E C A BUILDERS | R | 560 | 31 | 2700 | SCOTT ST |  |  | ISSUED | 2017-02-16
EW201702083453 | 2017-02-08 | SUITE 200 SPEC SUITE TI/ NEW LIGHTING POWER LIGHTING CONTROLS AND UPDATED FIRE ALARM | E. J. WEBER ELECT.CO INC | C | 309 | 24 | 251 | POST ST |  | 200 | ISSUED | 2017-02-08
EW201702273811 | 2017-02-27 | 2ND FLOOR NEW LIGHTING AND CONTROLS | E. J. WEBER ELECT.CO INC | C | 3787 | 8 | 660 | 03RD ST |  | 2 | COMPLETE | 2017-03-10
EW201702033331 | 2017-02-03 | UFER PERMIT | S F GARAGE COMPANY INC. | R | 929 | 9 | 2300 | CHESTNUT ST |  | 1 | ISSUED | 2017-02-03
E201702062716 | 2017-02-06 | RELOCATE EXISTING SERVICE TO A TEMPORARY LOCATION AND RETURN TO ORIGINAL LOCATION | SERGIO LAINEZ ELECTRICAL | R | 217 | 005A | 1512 | CLAY ST |  |  | ISSUED | 2017-02-06
E201702223091 | 2017-02-22 | UNIT 1 FINAL INSPECTION | JR ELECTRICAL INC | R | 1521 | 13 | 471 | 23RD AV | 0 |  | ISSUED | 2017-02-22
EW201702223713 | 2017-02-22 | C17-0278 PINTEREST TECHNOLOGY INFRASTRUCTURE | BEI CONSTRUCTION INC. | C | 3785 | 22 | 149 | BLUXOME ST |  | 1 | ISSUED | 2017-02-22
E201702273187 | 2017-02-27 | CHANNEL LETTER SIGNS WITH WHITE LED LIGHTING AND POWER SUPPLIES 150 W 12 VOLT | STEVE'S AWNING | R | 5235 | 3 | 3830 | 03RD ST |  |  | ISSUED | 2017-02-27
E201702213061 | 2017-02-21 | INSTALL UFER GROUND | MARK ELECTRIC | R | 1548 | 36 | 554 | 06TH AV |  |  | COMPLETE | 2017-03-09
EW201702233750 | 2017-02-23 | UPGRADE ELECTRICAL SERVICE TO 200 AMPS INSTALL NEW SUBPANEL IN BASEMENT RELOCATE EXISTING PANEL IN THIRD FLOOR NEW WIRING FOR KITCHEN AND POWDER ROOM IN SECOND FLOOR NEW WIRING FOR 2 BATHROOMS AND LAUNDRY ROOM IN THIRD FLOOR ADD INTERCONNECTED SMOKE/CARBON MONOXIDE DETECTORS REMOVE EXPOSED KNOB AND TUBE WIRING AND REPLACE WITH ROMEX | MORENO ELECTRIC CO. | R | 1271 | 11 | 897 | CLAYTON ST |  | 1234 | ISSUED | 2017-02-23
EW201702173660 | 2017-02-17 | KITCHEN AND TWO BATHROOM REMODEL WITH NEW RECESSED LIGHTING THROUGHOUT UNIT. | G CONLEY ELECTRIC | R | 7381 | 117 | 139 | LAKE MERCED HILL ST SOUTH ST | 1 | 1 | ISSUED | 2017-02-17
EW201702083446 | 2017-02-08 | REMODELING OF KITCHEN DINING LIVING AND SUN ROOM. PANEL REPLACEMENT | CHASOV ELECTRICAL VOICE & DATA | R | 1208 | 40 | 1638 | FELL ST |  | 1 | ISSUED | 2017-02-08
E201702102870 | 2017-02-10 | IN KIND REMODEL ONE KITCHEN & 2 BATHROOMS INSTALL ONE NEW GAS FORCE AIR FURNACE. 8 CIRCUITS 1 SUB PANEL 8 LIGHTS 8 SWITCHES 10 RECEPTACLES 1 RANGE. | RAYMOND PENG CONSTRUCTION | R | 1453 | 2 | 319 | 21ST AV |  |  | ISSUED | 2017-02-10
E201702243152 | 2017-02-24 | SURVEY ONLY- RELOCATION OF MAIN SERVICE. | PORTER ELECTRIC | R | 852 | 8 | 172 | HAIGHT ST |  |  | COMPLETE | 2017-02-27
E201702213033 | 2017-02-21 | UNIT 159A REMODEL KITCHEN AND BATHROOM ADD 1 BEDROOM 8 LTS 6 SWITCHES 15 RECEPTS 1 MICRO 1 RANGES 4 SMOKE DETECTS 2 FANS | HEAVEN'S EARTH CO INC | R | 3636 | 043A | 159 | BARTLETT ST |  |  | ISSUED | 2017-02-21
E201702213031 | 2017-02-21 | UNIT 163A REMODEL KITCHEN AND BATHROOM ADD 1 BEDROOM 8 LTS 6 SWITCHES 15 RECEPTS 1 MICRO 1 RANGES 4 SMOKE DETECTS 2 FANS | HEAVEN'S EARTH CO INC | R | 3636 | 043A | 163 | BARTLETT ST |  |  | ISSUED | 2017-02-21
EW201702083458 | 2017-02-08 | NEW LIGHTING & ELECTRICAL AS NEEDED TO PROVIDE A COMMERCIAL KITCHEN AT THE GOOD EGGS TENANT SPACE | W E B ELECTRIC | C | 5281 | 3 | 901 | RANKIN ST |  | 2 | ISSUED | 2017-02-08
EW201702173665 | 2017-02-17 | REPLACE ALL WIRING LIGHTING FOR THE REMODELED BATHROOM ADD 120 VOLT HEATED UNDER TILE MAT WIRE ONE OUTLET AND CIRCUIT FOR SUMP PUMP. INSTALL ONE NEW SUB PANEL FOR NEED BREAKER SPACE.WIRE ONE CIRCUIT AND OUTLET FOR THE WASHER/DRYER. | OLSON AND SON | R | 6603 | 13 | 422 | 28TH ST |  | 1 | ISSUED | 2017-02-17
E201702062744 | 2017-02-06 | UPGRADE (E) MAIN TO 400 AMPS | J C CONSTRUCTION CO | R | 134 | 24 | 1142 | MONTGOMERY ST | 0 |  | ISSUED | 2017-02-06
E201702072748 | 2017-02-07 | FINAL FOR ALL WORK COMPLETED UNDER E20060811339. | SKYLOR CONSTRUCTION | R | 5811 | 43 | 811 | MOULTRIE ST |  |  | COMPLETE | 2017-03-01
E201702032676 | 2017-02-03 | REWIRE KITCHEN & NEW SUBPANEL. NEW LIGHTS SWITCHES PLUGS. | G M M CONSTRUCTION CO | R | 505 | 11 | 3044 | OCTAVIA ST |  |  | ISSUED | 2017-02-03
EW201702023329 | 2017-02-02 | REWIRING KITCHEN AND BATH ROOM | Y G ELECTRIC INC | R | 3548 | 53 | 1329 | MINNA ST | 0 | 2 | ISSUED | 2017-02-02
E201702213050 | 2017-02-21 | ADD AND BATHROOM ON GR FL | NERLAND BUILDING AND RESTORATION | R | 5737 | 9 | 650 | PRENTISS ST |  | 1 | ISSUED | 2017-02-23
EW201702163634 | 2017-02-16 | INSTALLATION OF A SPRINKLER MONITORING SYSTEM INCLUDING: NEW FIRE PANEL SMOKE ABOVE FACU PULL STATION AND INPUT MODULES TO MONITOR WATER FLOW AND TAMPER DEVICES. | CRIME WATCH SECURITY SYSTEMS INC | R | 5744 | 69 | 372 | RICHLAND AV |  | 1 | COMPLETE | 2017-02-23
E201702152946 | 2017-02-15 | KITCHEN REMODEL INSTALL ELECTRICAL FOR OUTLETS AND LIGHTING TO DISHWASHER MICROWAVE REFRIGERATOR CONTERTOP REPLACE E SUB PANEL ELE FOR NEW LAUNDRY LOCATION IN BASEMENT | HARRINGTON CONSTRUCTION COMPANY | R | 2862 | 9 | 225 | PACHECO ST |  |  | ISSUED | 2017-02-15
EW201702143555 | 2017-02-14 | KITCHEN REMODEL AND ADD ONE SUBPANEL | M J ELECTRIC SERVICES | R | 1674 | 007G | 878 | 32ND AV |  | 2 | ISSUED | 2017-02-14
EW201702243762 | 2017-02-24 | SERVICE UPGRADE | ELSON ELECTRIC INC | C | 3703 | 78 | 1007 | MARKET ST |  | 1 | ISSUED | 2017-02-24
E201702062742 | 2017-02-06 | BATHROOM AND KITCHEN REMODEL. REPLACE ELECTRICAL FIXTURES INSTALL 200 AMPS PANEL AND MAIN SERVICE. | H Y CONSTRUCTION INC | R | 2858 | 14 | 81 | LOPEZ AV |  |  | ISSUED | 2017-02-06
E201702223064 | 2017-02-22 | 1ST FLOOR AND BASEMENT: INSTALL (3) FIRE SMOKE DAMPERS REF E201612161748 E201701092133 201612074341. | MODERN CONSTRUCTION INC | C | 195 | 1 | 735 | MONTGOMERY ST |  |  | COMPLETE | 2017-02-22
E201702082771 | 2017-02-08 | KITCHEN REMODEL ADD NEW LIGHTS NEW RECEPTACLES SWITCHES | CARDEA BLDG DBA DIMENSION DESIGN GROUP | R | 3540 | 144 | 2248 | 15TH ST |  |  | ISSUED | 2017-02-08
EW201702273810 | 2017-02-27 | (6) SPR-X21-345-C-AC MODULES TILT RACK MOUNTED TO THE ROOF. STANCHIONS FOR 6 FUTURE MODULES ALSO INSTALLED. - 6 ROOF-MOUNTED SOLAR PV MODULES 345 WATTS PER MODULE 6 INTERACTIVE INVERTER TOTAL NO. OF RATING 2.07 KW. | LUMINALT ENERGY CORPORATION | R | 6652 | 016A | 1783 | NOE ST |  | 1 | ISSUED | 2017-02-27
EW201702143589 | 2017-02-14 | 125 AMP SERVICE UPGRADE | BIT ELECTRICAL INC | R | 2172 | 37 | 2114 | 46TH AV |  | 1 | COMPLETE | 2017-02-17
EW201702103504 | 2017-02-10 | BED BATH REMODEL SWITCHES RECEPTACLES RECESSED CANS FAN | MATTHEW EDWARD STEWART | R | 1326 | 12 | 60 | MCLAREN AV |  | 1 | ISSUED | 2017-02-10
EW201702133542 | 2017-02-13 | INSTALL ROOF-MOUNTED PV SYSTEM CONSISTING OF 13 260W MODULES AND 13 250W ENPHASE MICRO-INVERTERS. - 13 ROOF-MOUNTED SOLAR PV MODULES 260 WATTS PER MODULE 13 INTERACTIVE INVERTER TOTAL NO. OF RATING 2.5 KW. | GRID ALTERNATIVES | R | 5353B | 002C | 10 | APOLLO ST |  | 2 | COMPLETE | 2017-03-10
EW201702143559 | 2017-02-14 | INSTALL (11) ROOF MOUNTED SOLAR PANELS. (3.245KW) - 11 ROOF-MOUNTED SOLAR PV MODULES 295 WATTS PER MODULE 1 INTERACTIVE INVERTER TOTAL NO. OF RATING 3 KW. | SOLARCITY CORPORATION | R | 6990 | 35 | 748 | HEAD ST |  | 2 | COMPLETE | 2017-03-13
EW201702263779 | 2017-02-26 | INSTALL (8) ROOF MOUNTED SOLAR PANELS. (2.52 KW) - 8 ROOF-MOUNTED SOLAR PV MODULES 315 WATTS PER MODULE 1 INTERACTIVE INVERTER TOTAL NO. OF RATING 3 KW. | SOLARCITY CORPORATION | R | 942 | 001B | 2953 | BRODERICK ST |  | 2 | ISSUED | 2017-02-26
E201702142902 | 2017-02-14 | 1164-1166 ALABAMA. 200 AMP SERVICE UPGRADE 3 METERS | NATIONAL -ELECTRIC | R | 4206 | 10 | 1164 | ALABAMA ST |  |  | ISSUED | 2017-02-14
EW201702093473 | 2017-02-09 | RE WIRE BATHROOM MOVE PANEL FROM CLOSET AND ADD LIGHTING | JJ O'SULLIVAN ELECTRIC | R | 98 | 5 | 1048 | UNION ST |  | 3 | ISSUED | 2017-02-09
EW201702223704 | 2017-02-22 | RELOCATE EXISTING CIRCUITS TO NEW APPLIANCE LOCATIONS. INSTALL SEVERAL NEW LIGHT AND RECEPTACLE LOCATIONS. SUPPLIED BY EXISTING ELECTRIC PANEL. | THOMPSON ELECTRIC | R | 2618 | 044C | 389 | ROOSEVELT WY |  | 1 | ISSUED | 2017-02-22
E201702162964 | 2017-02-16 | REMODEL EXISTING KITCHEN & BATH NEW LIGHT FIXTURE WALL MOUNTED WATER HEATER OUTLET. 20 LIGHTS 15 SWITCHES 30 RECEPTACLES 1 FAN 1 DISHWAHSER 1 GARBAGE DISPOSAL 3 SMOKE DETECTORS. | MZ CONSTRUCTION COMPANY | R | 1532 | 032C | 4843 | GEARY BL |  |  | ISSUED | 2017-02-16
EW201702023310 | 2017-02-02 | INSTALLATION OF 173 MODULAR WORKSTATIONS | ALL MODULAR SYSTEMS INC. | C | 3736 | 123 | 235 | 02ND ST | 0 | 6 | COMPLETE | 2017-02-28
EW201702093469 | 2017-02-09 | INSTALLATION OF 9 MODULAR WORKSTATIONS | ALL MODULAR SYSTEMS INC. | C | 1079 | 25 | 2238 | GEARY BL |  | 4 | ISSUED | 2017-02-09
EW201702133519 | 2017-02-13 | INSTALL OF 13 MODULAR WORKSTATIONS | ALL MODULAR SYSTEMS INC. | C | 263 | 11 | 101 | CALIFORNIA ST |  | 31 | COMPLETE | 2017-02-21
E201702273180 | 2017-02-27 | REMODEL 2-1/2 BATHROOMS AND KITCHEN. NEW LIGHTS SWITCHES PLUGS. | BAY C T CONSTRUCTION INC | R | 1413 | 24 | 290 | 21ST AV | 0 |  | ISSUED | 2017-02-27
E201702233110 | 2017-02-23 | 1ST 2ND 3RD FLOOR: 13 LIGHTS 10 SWITCHES 21 RECEPTACLES 3 FANS 1 DISHWASHER 1 MICROWAVE RANGE; ADD SUBPANEL INSTALL LIGHT FIXTURES MICROWAVE STOVE DISHWASHER HOOD OUTLETS IN KITCHEN AND BATHROOM | WEN BIN LI CONSTRUCTION CO | R | 1554 | 007A | 539 | 11TH AV |  | 1 2 3 | ISSUED | 2017-02-23
E201702062741 | 2017-02-06 | COMMERCIAL TI INSTALL 10 CIRCUITS 2 FOR KITCHEN HOOD 8 FOR RECEPTACLES. | ALL FOOD SERVICE INSTALLATIONS | C | 6084 | 20 | 4791 | MISSION ST |  |  | ISSUED | 2017-02-06
EW201702103496 | 2017-02-10 | UPGRADE TO 400 AMPS SERVICE | ELECTRIC CURRENT CONSTRUCTION INC | R | 3538 | 58 | 551 | DUBOCE AV |  | 0 | ISSUED | 2017-02-10
EW201702223714 | 2017-02-22 | ENERGY MANAGEMENT CONTROLS AND LOW VOLTAGE WIRING TO INTEGRATE (4) VAV BOXES THAT INCLUDE (4) THERMOSTATS AND ASSOCIATED SENSORS. | TRINITY E M C S INC. | R | 3803 | 1 | 185 | BERRY ST |  | 5 | ISSUED | 2017-02-22
EW201702173646 | 2017-02-17 | INSTALLATION OF HVAC ENERGY MANAGEMENT CONTROLS FOR 1 MIXING BOX AND 2 DUAL DUCT VAV BOXES FOR THREE EMBARCADERO CENTER 16TH FLOOR HOGAN LOVELLS. | TRINITY E M C S INC. | C | 232 | 16 | 3 | EMBARCADERO CENTER * |  | 16 | COMPLETE | 2017-03-01
EW201702233742 | 2017-02-23 | 14 MODULES 280 WATT AND 14 MICRO-INVERTERS 215WATT. TOTAL DC RATING 3.92KW - 14 ROOF-MOUNTED SOLAR PV MODULES 280 WATTS PER MODULE 14 INTERACTIVE INVERTER TOTAL NO. OF RATING 3.92 KW. | Y MIKUMO CO. | R | 6957 | 5 | 1942 | ALEMANY BL |  | 1942 | ISSUED | 2017-02-23
E201702273191 | 2017-02-27 | COMMERCIAL TI NEW 200A SUBPANEL 50 LIGHTS 10 SWITCHES 60 RECEPTACLES 10 SMOKE DETECTORS. | STRONG BUILDERS CONSTRUCTION INC | C | 149 | 9 | 906 | BROADWAY * |  |  | ISSUED | 2017-02-27
EW201702233727 | 2017-02-23 | HOT TUB CIRCUIT AND A 200 AMP SERVICE | PAURIC ELECTRIC | R | 2626 | 20 | 18 | SATURN ST |  | 1 | ISSUED | 2017-02-23
EW201702233738 | 2017-02-23 | RELOCATION OF SERVICE AND ADD A HOUSE METER | M F ELECTRIC | R | 27 | 011C | 792 | BAY ST |  | 1 | ISSUED | 2017-02-23
E201702062743 | 2017-02-06 | REMODEL (E) KITCHEN 8 LTS 4 SWITCHES 3 RECEPTS 1 GAR DISP 1 MICRO 1 RANGES RELOCATE WASHER / DRYER | CREATIVE DESIGNS CONSTRUCTION | R | 7261 | 39 | 176 | MORNINGSIDE DR |  |  | ISSUED | 2017-02-06
EW201702133523 | 2017-02-13 | INSTALL ONE 200 AMP WITH 7 METERS SERVICE | S W E ASSOCIATES INC | R | 64 | 1 | 2061 | POWELL ST |  | 3 | COMPLETE | 2017-02-15
E201702092826 | 2017-02-09 | 100 AMP PANEL REPLACEMENT 125 AMP BUS SOLAR | MAIN STREAM ELECTRIC | R | 6016 | 36 | 203 | PARIS ST |  |  | ISSUED | 2017-02-09
EW201702143586 | 2017-02-14 | INSTALL (88) DATA CABLES | MCMILLAN DATA COMMUNICATIONS | C | 208 | 28 | 655 | MONTGOMERY ST |  | 10 | ISSUED | 2017-02-14
EW201702143567 | 2017-02-14 | INSTALL (18) DATA CABLES | MCMILLAN DATA COMMUNICATIONS | C | 3735 | 59 | 201 | 03RD ST |  | 10 | ISSUED | 2017-02-14
E201702132883 | 2017-02-13 | REWIRE UNIT NEW SUBPANEL 11 LIGHTS 9 SWITCHES 12 RECEPTACLES 1 FAN 1 DISHWASHER 1 GARBAGE DISPOSAL 1 MICROWAVE 1 RANGE. | MOMENTUM BUILDERS S F | R | 0438A | 35 | 3789 | FILLMORE ST | 1 |  | ISSUED | 2017-02-13
EW201702073426 | 2017-02-07 | REPLACE EXISTING ELECTRICAL 100AMP SUB-PANEL AT UNIT E105. | GREEN TECH ELECTRIC SOLUTIONS | C | 1737 | 12 | 1241 | FUNSTON AV | 0 | 105 | COMPLETE | 2017-02-14
EW201702063378 | 2017-02-06 | INSTALLATION OF NEW FIRE ALARM SYSTEM. | A R D MAC ELECTRIC | C | 976 | 1 | 2901 | PACIFIC AV |  | 2901 | ISSUED | 2017-02-06
E201702162965 | 2017-02-16 | REMODEL KITCHEN 10 LIGHTS 4 SWITCHES 6 RECEPTACLES 1 DISHWASHER 1 MICROWAVE 1 SMOKE DETECTOR. | JPG HOMEIMPROVEMENT INC***SEE NOTES*** | R | 1550 | 1 | 503 | 07TH AV |  |  | ISSUED | 2017-02-16
E201702223103 | 2017-02-22 | UPPER UNIT. REPLACE ELECTRICAL - NEW ELECTRICAL FOR ENTIRE UNIT. 1 KITCHEN 2 BATHROOMS 3 BEDROOMS REPLACING SUBPANEL NEW METER UPGRADING TO 200 AMP SERVICE | THRONE BUILDERS INC | R | 4262 | 020A | 1331 | SAN BRUNO AV |  |  | ISSUED | 2017-02-22
EW201702133526 | 2017-02-13 | 200AMP METER MAIN PANEL SERVICE UPGRADE | C ELECTRIC | R | 6985 | 26 | 342 | FAXON AV |  | 1 | COMPLETE | 2017-02-17
EW201702173668 | 2017-02-17 | TENANT IMPROVEMENT | BARRY MC GRAW ELECTRIC | R | 1101 | 1 | 2107 | OFARRELL ST |  | 2 | ISSUED | 2017-02-17
E201702092823 | 2017-02-09 | INSTALL LOW VOLTAGE DATA CABLING FOR EXPEDIA ON THE 3RD 4TH 8TH & 10TH FLOORS OF 114 SANSOME ST IN SAN FRANCISCO. | INNO4 LLC | C | 267 | 10 | 114 | SANSOME ST | 0 | 3/F 4/F 8/F 10/F | ISSUED | 2017-02-09
E201702092824 | 2017-02-09 | GROUND FLOOR/SECOND FLOOR: 30 LIGHTS 30 SWITCHES 40 RECEPTACLES 3 FANS 1 DISHWASHER 1 GARBAGE DISPOSAL 1 MICROWAVE 1 RANGE 5 SMOKE DETECTORS 40 CIRCUITS; SERVICE NO. & SIZE; (1) 100AMP; REMODEL BATHROOMS AND KITCHEN. ADD TWO BEDROOMS AND FAMILY TWO BATHROOMS ON GROUND FLOOR | BETTER HOME DEVELOPMENT INC | R | 7205 | 006A | 2989 | 21ST AV |  | GROUND/2ND FLR | ISSUED | 2017-02-09
E201702062720 | 2017-02-06 | REMODEL 2ND FLOOR KITCHEN POWDER ROOM 3RD FLOOR BATHROOM NEW WIRING AS NEEDED THOUGHOUT FOR REMODEL NEW SUB-PANEL UPGRADE | M & D HOME IMPROVEMENT | R | 1555 | 48 | 500 | FUNSTON AV |  |  | ISSUED | 2017-02-06
E201702223087 | 2017-02-22 | LEGALIZE (E) KITCHEN AND LIVABLE SPACE ON 1ST FLOOR. INSTALL 8 LIGHTS 2 SWITCHES. 1 NEW SERVICE 200 AMP. 3 SUBPANEL. | INNOVATIVE CONSTRUCTION IMPLEMENT | R | 6022 | 15 | 385A | ATHENS ST |  | 1/F | ISSUED | 2017-02-22
E201702233112 | 2017-02-23 | UPGRADE SUB-FEED INTO RESTAURANT 125 AMPS INSTALL 1" CONDUIT WITH - #2 CONDUCTORS | LEGACY ELECTRIC | C | 6517 | 26 | 2859 | MISSION ST |  |  | COMPLETE | 2017-02-28
E201702072750 | 2017-02-07 | KITCHEN AND BATHROOM REMODEL 4 LTS 5 SWITCHES 12 RECEPTS 1 MICRO 1 RANGES 1 SMOKE DETECTS | NORCAL PAINTING & REMODELING | R | 0443A | 5 | 44 | CERVANTES BL |  |  | ISSUED | 2017-02-07
E201702162962 | 2017-02-16 | REWIRE UNIT RELOCATE 100A SUBPANEL 14 LIGHTS 6 SWITCHES 10 RECEPTACLES 2 SMOKE DETECTORS. | T C CASTLE CONSTRUCTION INC | R | 580 | 71 | 2200 | PACIFIC AV | 7 |  | ISSUED | 2017-02-16
E201702062732 | 2017-02-06 | REMOVE & REPLACE (3) 2106 BTS CABINET W/A (N) 6201 BTS CABINET ADD (N) 60 AMP BREKER FOR 6201 BTS CABINET | NU REV COMMUNICATIONS INC. | C | 702 | 4 | 1633 | FILLMORE ST |  |  | COMPLETE | 2017-02-28
E201702172988 | 2017-02-17 | TO COMPLY WITH PHYSICAL INSPECTION REPORT #CC - 8073 (ELECTRICAL REPORT) | DE STAR CONSTRUCTION | R | 6551 | 23 | 1383 | CHURCH ST |  |  | ISSUED | 2017-02-17
E201702022669 | 2017-02-02 | 1ST FLOOR: 10 LIGHTS 5 SWITCHES 20 RECEPTACLES 1 FAN 4 SMOKE DETECTORS 5 CIRCUITS; REMODEL (E) FLOOR SPACE FOR NEW BATHROOMS. HOME OFFICE LAUNDRY AND BEDROOMS. NEW ELECTRICAL WORK FOR ALL NEW ROOMS. | TAICO BUILDER INC | R | 1908 | 39 | 1646 | 36TH AV |  | 1ST FLOOR | ISSUED | 2017-02-02
E201702142900 | 2017-02-14 | APT T1-1007: REPLACE LIGHTS PLUGS SWITCHES IN UNIT. | PS2 INC | R | 726 | 23 | 1755 | OFARRELL ST |  |  | COMPLETE | 2017-03-02
E201702162956 | 2017-02-16 | REWIRE HOUSE 200A SERVICE UPGRADE 152 LIGHTS 52 SWITCHES 75 RECEPTACLES 7 FANS 1 DISHWASHER 1 GARBAGE DISPOSAL 1 MICROWAVE 1 RANGE 6 SMOKE DETECTORS. | WOOLY'S ELECTRIC INC | R | 3652 | 025A | 355 | ELIZABETH ST |  |  | ISSUED | 2017-02-16
E201702132888 | 2017-02-13 | UPGRADE WIRING IN UNIT UPGRADE SUBPANEL 6 LIGHTS 6 SWITCHES 20 RECEPTACLES. | POWER IN ELECTRIC INC. | R | 691 | 2 | 1115 | POLK ST |  |  | ISSUED | 2017-02-13
E201702273197 | 2017-02-27 | SOLAR: INSTALL 24 ROOF MOUNTED PV MODS 320W/MOD 7.68KW TOTAL RATING; ADD SUBPANEL. PLAN 1072. | SOLARUNION SF | R | 1252 | 4 | 115 | BELVEDERE ST |  |  | COMPLETE | 2017-03-14
E201702173009 | 2017-02-17 | APT. C - 2ND FLOOR: 5 LIGHTS 6 SWITCHES 15 RECEPTACLES 2 SMOKE DETECTORS 1 DISHWASHER 7 CIRCUITS; KITCHEN AND BATH REMODEL | LUNDMARK CONSTRUCTION | R | 543 | 30 | 1841 | UNION ST |  | 2ND FLOOR | ISSUED | 2017-02-17
E201702032677 | 2017-02-03 | UPGRADE ELECTRICAL 3 LIGHTS 3 SWITCHES 10 RECEPTACLES 1 FAN 1 DISHWASHER 1 MICROWAVE 1 RANGE 2 SMOKE DETECTORS. | MENDEZ-ORTIZ CONSTRUCTION INC | R | 301 | 001A | 745 | HYDE ST |  | UNIT 33 | ISSUED | 2017-02-03
E201702062709 | 2017-02-06 | INSTALL 10 LIGHTS FIXTURES FOR TITLE 24. | SFC ELECTRIC CO | C | 1248 | 1 | 1711 | HAIGHT ST |  |  | ISSUED | 2017-02-06
E201702213035 | 2017-02-21 | NEW ELECTRICAL WIRING FOR HOUSE NEW LIGHTING NEW PANEL 39 LTS 23 SWITCHES 40 RECEPTS 1 GAR DISP 1 MICRO 1 RANTES 3 SMOKE DETECTS 1 DISHWASHER | HERNANDEZ ELECTRIC | R | 1363 | 16 | 4103 | CALIFORNIA ST |  |  | ISSUED | 2017-02-21
E201702062715 | 2017-02-06 | CHANGE (E) 200A SERVICE TO NEW 400AMP. REPLACE OLD 2 SUBPANELS TO NEW 200A SUBPANELS. | AG COMM CO | R | 1671 | 13 | 800 | 29TH AV |  |  | ISSUED | 2017-02-06
EW201702173670 | 2017-02-17 | UPGRADE ELECTRICAL SERVICE TO 125A. | J C L ELECTRIC INC | R | 1473 | 002D | 447 | 41ST AV |  | 1 | COMPLETE | 2017-02-22
E201702213023 | 2017-02-21 | UPGRADE ELECTRICAL INSTALL SUB-PANELS FOR UPPER FLAT & LOWER FLAT 1 EACH 64 LTS 20 SWITCHES 50 RECEPTS 2 GAR DISPS 2 MICRO 2 RANGES 4 FANS 2 DISHWASHERS | NEWBURY'S CONSTRUCTION CO | R | 1853 | 26 | 309 | KIRKHAM ST |  |  | ISSUED | 2017-02-21
EW201702243768 | 2017-02-24 | INSTALLATION OF 170 WORKSTATIONS | PROGRESSIVE ASSEMBLY CORPORATION | C | 3719 | 18 | 199 | FREMONT ST | 0 | 4 | COMPLETE | 2017-03-06
E201702142922 | 2017-02-14 | SOLAR: INSTALL 18 ROOF MOUNTED PV MODS 300W/MOD 5.4KW TOTAL RATING. PLAN 1023. | BRIGHT FUTURE SOLAR ENERGY INC | R | 6178 | 23 | 97 | DELTA ST |  |  | COMPLETE | 2017-02-16
E201702022661 | 2017-02-02 | SURVEY ONLY |  | R | 5525 | 29 | 1547 | TREAT AV |  |  | COMPLETE | 2017-02-03
E201702132890 | 2017-02-13 | INSTALL CONDUIT AND WIRING FOR 120V POWER TO 2 ADA ENTRY DOOR CONTROLLERS INSTALL DOOR CONTROLLERS INSTALL CONDUIT FOR RELATED CONTROLS. |  | C | 755 | 13 | 1125 | FILLMORE ST |  |  | COMPLETE | 2017-02-28
EW201702153609 | 2017-02-15 | TEMP POWER - MB -15-4-14864-00 | CUPERTINO ELECTRIC INC. | C | 3740 | 30 | 160 | FOLSOM ST |  | 0 | COMPLETE | 2017-03-02
EW201702153610 | 2017-02-15 | NEW FAN LIGHTING AND FIRE ALARM WORK | DECKER ELECTRIC CO INC | C | 3708 | 174 | 555 | MARKET ST |  | 22 | COMPLETE | 2017-03-03
EW201702023319 | 2017-02-02 | TI | MCMILLAN BROS ELECTRIC | C | 227 | 5 | 505 | MONTGOMERY ST |  | 6 | ISSUED | 2017-02-02
EW201702133529 | 2017-02-13 | BANK OF CHINA - TI & LIFE SAFETY | MCMILLAN BROS ELECTRIC | C | 261 | 17 | 345 | CALIFORNIA ST |  | 17 | COMPLETE | 2017-03-15
EW201702273787 | 2017-02-27 | UPGRADE TO 100 AMP SERVICE | MCMILLAN BROS ELECTRIC | R | 5977 | 10 | 506 | BURROWS ST |  | 0 | ISSUED | 2017-02-27
EW201702033335 | 2017-02-03 | MCKESSON RESTACK - TI & LIFE SAFETY | MCMILLAN BROS ELECTRIC | C | 311 | 15 | 1 | POST ST |  | 31 | ISSUED | 2017-02-03
EW201702273791 | 2017-02-27 | ADD TO EXISTING BMS & FIRE ALARM SYSTEM ON GROUND FLOOR | MCMILLAN BROS ELECTRIC | C | 3507 | 40 | 1455 | MARKET ST |  | 0 | ISSUED | 2017-02-27
EW201702093479 | 2017-02-09 | INSTALL (1) L6-30R TWIST LOCK RECEPTACLE IN SERVER ROOM | MCMILLAN BROS ELECTRIC | C | 3706 | 62 | 731 | MARKET ST |  | 6 | ISSUED | 2017-02-09
EW201702093472 | 2017-02-09 | NEW LIGHTS RECEPTACLES FIRE ALARM MEDICAL GRADE MC FOR BRANCH WIRING | SIERRA ELECTRIC CO | C | 628 | 14 | 2333 | BUCHANAN ST |  | 0 | ISSUED | 2017-02-09
EW201702083457 | 2017-02-08 | INSTALL RECEPTACLES @ DCI - 201 SPEAR STREET 2ND FLOOR | PAGANINI ELECTRIC CORP(SEE SIGNATORIES) | C | 3741 | 32 | 201 | SPEAR ST |  | 2 | COMPLETE | 2017-02-13
EW201702093466 | 2017-02-09 | WITNESS TEST @ HOTEL KABUKI - 1625 POST STREET. SEE PERMIT #EW201602296549 | PAGANINI ELECTRIC CORP(SEE SIGNATORIES) | C | 700 | 17 | 1625 | POST ST |  | 14 | COMPLETE | 2017-02-23
EW201702163622 | 2017-02-16 | INSTALL OUTLETS - EC1370 | C B F INC | C | 312 | 9 | 49 | GEARY ST |  | 1 | CANCELLED | 2017-02-27
EW201702273808 | 2017-02-27 | LS WITNESS TEST - EC1454 FRIDAY 3/3/17 @ 10:00AM BRAD TYNDALL 415-816-6543 | C B F INC | C | 3803 | 5 | 185 | BERRY ST |  | 3 | COMPLETE | 2017-03-03
EW201702073416 | 2017-02-07 | LOW VOLTAGE FURNITURE - EC1324 REF EW201609160583 | C B F INC | C | 288 | 29 | 222 | KEARNY ST |  | 304 | COMPLETE | 2017-02-13
EW201702273806 | 2017-02-27 | ELEC & LIFE SAFETY - EC1370 - THIS PERMIT WILL REPLACE EW201702163622 | C B F INC | C | 312 | 9 | 730 | MARKET ST |  | 1 | ISSUED | 2017-02-27
EW201702013276 | 2017-02-01 | 901 VAN NEE - METRO JOB #64862 LIGHTS (91) SWITCHES (20) RECEPTACLES (44) FANS - RESTROOM EXHAUST (3) COIL UNITS (4) DOUBLE DUPLEX OUTLETS (44) SWITCHES (20) TITLE 24 CONTROLS | METROPOLITAN ELECTRICAL CONSTRUCTION | C | 719 | 2 | 901 | VAN NESS AV |  | 1 | ISSUED | 2017-02-01
EW201702053371 | 2017-02-05 | REWIRE BATHROOM REMODEL; 4 OPENINGS L CEILING FAN AND L DEDICATED L500 WATT OUTLET AS REQUIRED. | AARON ELECTRIC CO. | R | 1765 | 29 | 1350 | 11TH AV |  | 1 | ISSUED | 2017-02-05
EW201702093470 | 2017-02-09 | UNIT #503 UNIT REMODEL | PADILLA'S ELECTRIC | R | 824 | 1 | 575 | PIERCE ST |  | 5 503 | ISSUED | 2017-02-09
EW201702143566 | 2017-02-14 | INSTALLING DATA LOW VOLTAGE CABLING IN VARIOUS LOCATIONS THROUGHOUT THE BUILDING. | SASCO | C | 3720 | 9 | 101 | 01ST ST |  | 101 | ISSUED | 2017-02-14
EW201702063387 | 2017-02-06 | WIRE 2 X 50A 240V CIRCUITS. GARAGE. CAR CHARGERS. | B B J ELECTRIC INC | R | 632 | 2 | 2123 | PIERCE ST |  | 1 | COMPLETE | 2017-03-09
EW201702063385 | 2017-02-06 | CLOSEOUT PERMIT. REFERENCE # E201312196007 | DELAO ELECTRIC INC | C | 3513 | 71 | 50 | DUBOCE AV |  | 1 | COMPLETE | 2017-03-07
EW201702163630 | 2017-02-16 | ON 4 FLOORS ASS (12) 120 AMP CIRCUITS FOR HAND DRYERS IN THE BATHROOMS. THE FINAL CONNECTIONS TO THE HAND DRYERS WAS TO BE PERFORMED UNDER A SEPARATE PERMIT BY MACY'S BUT THE PROJECT WAS STOPPED BY MACYS. THIS PERMIT IS FOR A ROUGH IN INSPECTION ONLY. SEE EXPIRED PERMIT #EW20150415781. | SPRIG ELECTRIC | R | 313 | 17 | 120 | STOCKTON ST |  | 1 | ISSUED | 2017-02-16
EW201702163629 | 2017-02-16 | ON 7 FLOORS ADD (39) 20 AMP CIRCUITS FOR BATHROOM HAND DRYERS. FINAL CONNECTIONS AND INSTALLATION OF THE HAND DRYERS WAS TO BE COMPLETED BY MACY'S HOWEVER THE HAND DRYER PROJECT HAS BEEN CANCELLED BY MACY'S. THIS IS FOR A ROUGH-IN ELECTRICAL INSPECTION ONLY. SEE EXPIRED PERMIT #EW20150415701. | SPRIG ELECTRIC | R | 314 | 4 | 170 | OFARRELL ST |  | 1 | ISSUED | 2017-02-16
EW201702143585 | 2017-02-14 | REPLACE THE EXISTING FIRE ALARM SYSTEM ON A "LIKE-FOR-LIKE" BASIS. | CENTURY ELECTRIC CONST | R | 1376 | 24 | 5450 | CALIFORNIA ST | 0 | 1 | COMPLETE | 2017-02-23
EW201702083452 | 2017-02-08 | ELECTRICAL WORK - 201 MISSION ST 10TH FLOOR OUTLETS AND FLOOR MONUMENTS. | CAPITOL ELECTRIC CONST | C | 3718 | 26 | 201 | MISSION ST |  | 10 | COMPLETE | 2017-03-03
EW201702223703 | 2017-02-22 | LIGHTING POWER LIFE SAFEY IN SUITE 1500 | CAPITOL ELECTRIC CONST | C | 3718 | 26 | 201 | MISSION ST |  | 15 | ISSUED | 2017-02-22
E201702243158 | 2017-02-24 | INSTALL UFER GROUND WIRING IN BASEMENT. | TAK TAM ELECTRIC CO | R | 1112 | 25 | 1 | VEGA ST | 0 |  | ISSUED | 2017-02-24
EW201702063379 | 2017-02-06 | REMODEL1 BEDROOM APARTMENT CONDO WITH KITCHEN FAMILY LIVING 1 BEDROOM AND 2 BATHS. INSTALL NEW RELOCATED PANEL. | PETERSON POWER & LIGHT | R | 451 | 30 | 1000 | NORTH POINT ST | 1002 | 10 | ISSUED | 2017-02-06
EW201702163623 | 2017-02-16 | THIS IS TO FINAL A PERMIT... | NAVARRO ELECTRIC | R | 6760 | 7 | 146 | HAMERTON AV |  | 2 | COMPLETE | 2017-02-28
E201702223099 | 2017-02-22 | UFER GROUND | K C CHOW ELECTRIC CO | R | 1084 | 001B | 1 | STANYAN ST |  |  | ISSUED | 2017-02-22
E201702142918 | 2017-02-14 | SURVEY ONLY- NO WORK BEING PERFORMED. | HEIN LIGHTING & ELECTRIC | R | 3590 | 65 | 3345 | 18TH ST |  |  | ISSUED | 2017-02-14
E201702142916 | 2017-02-14 | MAKE CORRECTIONS PER NOV 200452336. | HEIN LIGHTING & ELECTRIC | R | 3544 | 65 | 2099 | MARKET ST |  |  | COMPLETE | 2017-02-14
EW201702273825 | 2017-02-27 | REDUCE EXISTING SERVICE FROM 600AMP/SINGLE PHASE 120V/240V 5 METERS TO 400AMP/SINGLE PHASE 120V/240V 4 METERS. 1-200A 3-100A | UREY-W-ELECTRICAL CO INC * SEE NOTE *** | C | 717 | 2 | 743 | LARKIN ST |  | 1 | ISSUED | 2017-02-27
EW201702023304 | 2017-02-02 | DESCRIPTION CC8149 COMMON AREA. INSTALL COMMON AREA METER AND PANEL. TRANSFER COMMON CIRCUITRY ONTO NEW PANEL. UPGRADE GROUNDING ADD SENSOR CONTROLLED EGRESS LIGHTING | WELLS ELECTRICAL INC | R | 3502 | 85 | 84 | ELGIN PK |  | 1 | ISSUED | 2017-02-02
E201702172984 | 2017-02-17 | UPGRADE WIRING IN BASEMENT 6 LIGHTS 1 SWITCH 3 RECEPTACLES. | FRANCISCO ZARCENO | R | 1303 | 15 | 73 | SEACLIFF AV |  |  | ISSUED | 2017-02-17
EW201702103498 | 2017-02-10 | SERVICE UPGRADE FROM 400 A TO 1200 A. | A & E ELECTRICAL CO. INC. | R | 323 | 23 | 545 | OFARRELL ST |  | 1 | ISSUED | 2017-02-10
EW201702243767 | 2017-02-24 | INSTALL A LIGHT FIXTURE IN THE 2ND FLOOR BATHROOM. | A & E ELECTRICAL CO. INC. | C | 345 | 5 | 240 | GOLDEN GATE AV |  | 2 | ISSUED | 2017-02-24
EW201702243769 | 2017-02-24 | 10657-T/I LIGHTS PLUGS SWITCHES LIFE SAFETY TO FOLLOW | ASF ELECTRIC INC | C | 3709 | 12 | 455 | MARKET ST |  | 600 | ISSUED | 2017-02-24
EW201702063388 | 2017-02-06 | 99-6203 INSTALL POWER TO FAN ON DRYER VENT | ASF ELECTRIC INC | R | 493 | 019A | 1841 | CHESTNUT ST | 0 | 1 | ISSUED | 2017-02-06
E201702062708 | 2017-02-06 | REPLACE PLUGS SWITCHES AND FIXTURES AS NEEDED | QUALITY INTERIORS | R | 927 | 48 | 3429 | DIVISADERO ST | 0 |  | ISSUED | 2017-02-06
E201702162977 | 2017-02-16 | INSTALL WIRING FOR ELEVATOR 2 DISCONNECT BOXES 12 LIGHTS 3 SWITCHES 2 RECEPTACLES. | E C A BUILDERS | R | 6546 | 9 | 418 | CLIPPER ST |  |  | ISSUED | 2017-02-16
EW201702153595 | 2017-02-15 | NEW WIRING IN LOWER COMMERCIAL UNIT 4799B . ADD WALL ELECTRICAL OUTLETS AND GENERAL LIGHTING THROUGH OUT. UNIT WAS REMODELED BECAUSE OF SOFT FRAME UPGRADES. | ROCHE ELECTRIC | C | 6084 | 19 | 15 | RUSSIA AV |  | 1 | ISSUED | 2017-02-15
E201702223096 | 2017-02-22 | UNIT 6 FINAL INSPECTION | JR ELECTRICAL INC | R | 1521 | 13 | 471 | 23RD AV | 0 |  | COMPLETE | 2017-02-24
E201702223095 | 2017-02-22 | UNIT 5 FINAL INSPECTION | JR ELECTRICAL INC | R | 1521 | 13 | 471 | 23RD AV | 0 |  | ISSUED | 2017-02-22
E201702132881 | 2017-02-13 | 100A SERVICE 1LIGHT 1 SWITCH 1 RECEPTACLE. | JR ELECTRICAL INC | R | 2011 | 012A | 1710 | 39TH AV |  |  | ISSUED | 2017-02-13
EW201702133537 | 2017-02-13 | DEMO HORIZONTAL CABLING FIBER BACKBONE AND AV INSTALLATION PROJECT | BEI CONSTRUCTION INC. | C | 3703 | 58 | 1035 | MARKET ST |  | 6 | ISSUED | 2017-02-13
E201702022653 | 2017-02-02 | REMOVE AND REPLACE KITCHEN CABINETS ADD ELECTRICAL WHERE NEEDED. ADDING 1 CIRCUIT FOR DISHWASHER | UMADHAY CONSTRUCTION & DESIGN | R | 0723C | 45 | 30 | INCA LN | 3 |  | COMPLETE | 2017-03-14
EW201702033342 | 2017-02-03 | INSTALL 4 NEW CIRCUITS AND 8 OUTLETS IN TWO 3RD FLOOR BEDROOMS. RELOCATE EXISTING SUBPANEL. | DB ELECTRIC | R | 1423 | 14 | 255 | 10TH AV |  | 3 | ISSUED | 2017-02-03
EW201702063383 | 2017-02-06 | INSTALL WIRING FOR NEW STUDIO IN THE REAR OF THE BUILDING | MORENO ELECTRIC CO. | R | 505 | 001A | 2941 | GOUGH ST |  | 1 | ISSUED | 2017-02-06
EW201702273820 | 2017-02-27 | ELECTRICAL SERVICE UPGRADE - 200A | EARTH STAR ELECTRIC | R | 6200 | 5 | 10 | TUCKER AV |  | 0 | ISSUED | 2017-02-27
EW201702093468 | 2017-02-09 | INSTALL ELECTRICAL OUTLET SWITCHES AND LED RECESSED LIGHT IN KITCHEN AND BATHROOM | BAY ELECTRIC | R | 931 | 4 | 3239 | BRODERICK ST |  | 1 | ISSUED | 2017-02-09
EW201702143564 | 2017-02-14 | CORRECTIONS FOR EXPIRED PERMIT. REFERENCE #E201401276905 FINAL ELECTRICAL APPROVAL AND GT ISSUANCE PENDING COMPLETION OF INSPECTORS CORRECTION NOTICE. INSPECTOR SERGEY KONDRASHOV | MC DONELL ELECTRIC | R | 579 | 52 | 2614 | BUCHANAN ST | 3 | 2 | ISSUED | 2017-02-14
E201702022652 | 2017-02-02 | SOLAR: 11 PV MODS 335 WATTS PER MOD 3.685 = DC KW SYSTEM | SUN FIRST SOLAR | R | 4270 | 5 | 1238 | ALABAMA ST |  |  | COMPLETE | 2017-03-02
E201702022651 | 2017-02-02 | SOLAR: 9 PV MODS 335 WATTS PER MOD 3.015 = DC KW SYSTEM | SUN FIRST SOLAR | R | 4270 | 5 | 1236 | ALABAMA ST |  |  | COMPLETE | 2017-03-02
EW201702143565 | 2017-02-14 | RESTAURANT TI HOOD HVAC LIFE SAFETY GENERAL POWER AND LIGHTING | CORISH ELECTRIC CORPORATION | C | 4229 | 4 | 1275 | MINNESOTA ST |  | 1 | ISSUED | 2017-02-14
EW201702033334 | 2017-02-03 | ELECTRICAL LINE FOR AC UNIT. | N R G ELECTRIC CO | R | 345 | 10 | 126 | HYDE ST |  | 1 | ISSUED | 2017-02-03
E201702213051 | 2017-02-21 | INSTALL NEW ELECTRICAL METER FINAL FOR ALL WORK ON PERMIT E201208154558. | WING TAI ELECTRIC | R | 1412 | 19 | 2032 | CLEMENT ST |  |  | ISSUED | 2017-02-21
E201702243161 | 2017-02-24 | ADD ADA BATHROOM | D N S CONSTRUCTION | R | 3755 | 100 | 1127 | FOLSOM ST |  |  | ISSUED | 2017-02-27
EW201702113506 | 2017-02-11 | PROVIDE POWER TO NEW KITCHEN EQUIPMENT. LIGHTING TO REMAIN EXCEPT FOR ADDED LED DISPLAY LIGHTING FOR (1) CABINET. ELECTRICAL PANELS ARE EXISTING TO REMAIN | JALILIE ELECTRIC INC /RIDGEWAY ELECTRIC | C | 630 | 9 | 2201 | FILLMORE ST |  | 1 | ISSUED | 2017-02-11
EW201702073411 | 2017-02-07 | HOUSE REMODEL ON BASEMENT FIRST AND SECOND FLOOR. | M J ELECTRIC SERVICES | R | 6631 | 27 | 487 | 29TH ST |  | 0 1 2 | ISSUED | 2017-02-07
E201702032693 | 2017-02-03 | UPGRADE ELECTRICAL UFER GROUND 1 SUBPANEL 20 LIGHTS 8 SWITCHES 20 RECPEPTACLES 1 FAN 3 SMOKE DETECTORS. | C J CONSTRUCTION | R | 1505 | 13 | 577 | 39TH AV |  |  | ISSUED | 2017-02-03
E201702022664 | 2017-02-02 | ADD WIRING TO NEW ROOMS 30 LIGHTS 15 SWITCHES 20 RECEPTACLES 1 FANS 4 SMOKE DETECTORS. | VK CONSTRUCTION | R | 2987 | 6 | 1316 | PORTOLA DR |  |  | ISSUED | 2017-02-02
EW201702273817 | 2017-02-27 | CONCRETE ENCASED GROUNDING ELECTRODE | ANDREI SMIRNOV | R | 987 | 19 | 3559 | JACKSON ST |  | 1 | ISSUED | 2017-02-27
EW201702133551 | 2017-02-13 | TENANT IMPROVEMENT: INSTALL FLOOR/WALL RECEPTACLES AND REPLACE EXISTING FIXTURES WITH LED TYPE. | Q & Q ELECTRIC CO. INC | C | 3519 | 38 | 353 | 10TH ST |  | 2 | ISSUED | 2017-02-13
EW201702133550 | 2017-02-13 | UFER GROUND ONLY | Q & Q ELECTRIC CO. INC | R | 95 | 24 | 1283 | GREENWICH ST |  | 1 | ISSUED | 2017-02-13
E201702012628 | 2017-02-01 | BATHROOM: INSTALL 2 NEW LIGHTS 3 SWITCHES 1 FANS | ALVAREZ CONSTRUCTION & TILE INC | R | 80 | 35 | 101 | LOMBARD ST | 102 |  | COMPLETE | 2017-03-03
E201702243149 | 2017-02-24 | SOLAR: PLAN 1213 12 PV MODS 335 WATTS PER MOD 4.02 = DC KW SYSTEM PL3283 | LUMINALT ENERGY CORPORATION | R | 2354 | 001I | 2339 | 25TH AV |  |  | COMPLETE | 2017-03-09
EW201702273793 | 2017-02-27 | INSTALLATION OF INFRASTRUCTURE FOR FUTURE SOLAR PV SYSTEM | LUMINALT ENERGY CORPORATION | R | 1662 | 32 | 738 | 20TH AV |  | 3 | ISSUED | 2017-02-27
E201702062724 | 2017-02-06 | SOLAR: PLAN 1183 18 PV MODS 360 WATTS PER MOD 6.48 = DC KW SYSTEM | LUMINALT ENERGY CORPORATION | R | 4159 | 29 | 1164 | DE HARO ST |  |  | ISSUED | 2017-02-06
E201702082792 | 2017-02-08 | SALON REMOVE AND RELOCATE 12 OUTLETS | BT CONSTRUCTION | C | 861 | 7 | 211 | STEINER ST | 0 |  | ISSUED | 2017-02-08
E201702173004 | 2017-02-17 | INSTALL A NEW CIRCUIT FOR ALARM SYSTEM REPLACE EXISTING INCADESCENT FIXTURE WITH A NEW FLUORESCENT FIXTURE | INNOVATOR ELECTRIC INC. | R | 6582 | 022A | 7 | KRONQUIST CT |  |  | COMPLETE | 2017-02-24
EW201702143562 | 2017-02-14 | INSTALL (12) ROOF MOUNTED SOLAR PANELS. (3.78 KW) - 12 ROOF-MOUNTED SOLAR PV MODULES 315 WATTS PER MODULE 1 INTERACTIVE INVERTER TOTAL NO. OF RATING 3 KW. | SOLARCITY CORPORATION | R | 5517 | 140 | 190 | EMMETT CT |  | 2 | ISSUED | 2017-02-14
E201702032701 | 2017-02-03 | INSTALLATION OF LANDSCAPE LIGHTING AND ELECTRICAL UPGRADE FROM 200 AMPS TO 320 AMPS 5 SWITCHES | DI LUZIO INC. | R | 1256 | 63 | 715 | BUENA VISTA AVE WEST AV |  |  | ISSUED | 2017-02-03
E201702213056 | 2017-02-21 | NEW 100 AMP SERVICE | DESIGN & DEVELOP CONSTRUCTION | R | 2450 | 001A | 2607 | 46TH AV |  |  | ISSUED | 2017-02-21
EW201702223722 | 2017-02-22 | MAIN PANEL UPGRADE 100AMP | NEW PHOENIX ELECTRIC | R | 6328 | 3 | 294 | BROOKDALE AV |  | 294 | COMPLETE | 2017-03-06
E201702092833 | 2017-02-09 | BATHROOM DEVELP GRADE LEVEL INTO HABITABLE. CREATE MEDIA ROOM. 8 LIGHTS 4 SWITCHES 4 RECEPTACLES AND ONE SMOKE DETECTOR. | ZENITH GENERAL CONSTRACTORS CORP | R | 7148 | 35 | 231 | SAGAMORE ST |  |  | ISSUED | 2017-02-09
E201702233116 | 2017-02-23 | INSTALL 200A TEMP POWER POLE | POWER POLE SERVICE LLC | R | 836 | 31 | 22 | FRANKLIN ST |  |  | ISSUED | 2017-02-23
EW201702083461 | 2017-02-08 | WIRING AND INSTALL OF 10 LED LIGHTS | DE MEGA ELECTRIC CO | R | 3606 | 85 | 240 | LIBERTY ST |  | 1 | COMPLETE | 2017-02-10
E201702102852 | 2017-02-10 | SOLAR: PLAN 1168 29 PV 265 WATTS PER MOD 7.685 = DC KW SYSTEM NEW SUBPANEL | SUNRUN INSTALLATION SERVICES INC | R | 3045 | 1 | 301 | BRENTWOOD AV |  |  | ISSUED | 2017-02-10
E201702243136 | 2017-02-24 | INSTALL SECURITY LIGHTS 2 LTS 1 SWITCH | KWONG ASSOCIATES | R | 1426 | 42 | 4549 | CALIFORNIA ST |  |  | COMPLETE | 2017-02-27
E201702273181 | 2017-02-27 | REMODELING 2-1/2 BATHROOM AND KITCHEN NEW SWITCHES LIGHTS PLUGS. | BAY C T CONSTRUCTION INC | R | 1413 | 24 | 294 | 21ST AV |  |  | ISSUED | 2017-02-27
E201702132891 | 2017-02-13 | REMODELING BATHROOM CHANGE BATH TUB GFI TOILET CHANGE LIGHT. 1 LIGHT 1 SWITCH 1 RECEPTACLE 1 FAN. | HONEST GENERAL CONSTRUCTION | R | 3173 | 10 | 751 | FAXON AV |  | 1/F | ISSUED | 2017-02-13
E201702012640 | 2017-02-01 | FINAL FOR ALL WORK COMPLETED ON PERMIT E201601124091. | BARNUM BUILDING AND DESIGN | R | 2658 | 73 | 4630 | 18TH ST | 0 |  | COMPLETE | 2017-02-14
EW201702233748 | 2017-02-23 | 680 MISSION KITCHEN UPGRADE UNITS 34T 25D 22K 14S INSTALL NEW ELECTRICAL FOR STOVE AND COOK TOP ADD RECESSED CANS KITCHEN AND SWITCHED OUTLET FOR UNDERCABINET LIGHTS | RONAN MC CONNELL ELECTRIC | R | 3707 | 63 | 680 | MISSION ST |  | 1 | ISSUED | 2017-02-23
EW201702133524 | 2017-02-13 | WIRE SMALL SHED | PAURIC ELECTRIC | R | 1091 | 11 | 218 | ANZA ST |  | 1 | ISSUED | 2017-02-13
EW201702233725 | 2017-02-23 | BATHROOM REWIRE | PAURIC ELECTRIC | R | 999 | 63 | 3124 | CLAY ST |  | 1 | ISSUED | 2017-02-23
E201702082806 | 2017-02-08 | INSTALL 1 NEW CIRCUIT 3 RECESSED LIGHTS NIEW LIGHT SWITCH FOR FAN 1 OUTLET NEXT TO SINK 2 VANITY LIGHT IN MSTER BATH ROOM | G L C CONSTRUCTION | R | 54 | 49 | 376 | CHESTNUT ST | 0 |  | ISSUED | 2017-02-08
EW201702243754 | 2017-02-24 | INSTALL POWER FOR EXTERIOR SIGN. CHANGE OUT DECORATIVE FIXTURES WITH NEW LIGHTS. INSTALL NEW RECESSED DOWN LIGHTS IN BATHROOM. INSTALL NEW SCONCES IN BATHROOM. | CONTEMPORARY ELECTRIC | C | 1018 | 9 | 3681 | SACRAMENTO ST |  | 1 | ISSUED | 2017-02-24
EW201702073433 | 2017-02-07 | INSTALL A 79 UNITS WITH 2000AMP ELECTRICAL SERVICE | S W E ASSOCIATES INC | R | 3751 | 29 | 750 | HARRISON ST |  | 7 | ISSUED | 2017-02-07
E201702223078 | 2017-02-22 | INSTALL RESIDENTIAL ELEVATOR | REICA CONSTRUCTION INC | R | 1653 | 49 | 700 | 11TH AV |  |  | ISSUED | 2017-02-22
E201702223072 | 2017-02-22 | INSTALL RESIDENTIAL ELEVATOR | REICA CONSTRUCTION INC | R | 940 | 011B | 2860 | GREENWICH ST |  |  | ISSUED | 2017-02-22
E201702223076 | 2017-02-22 | INSTALL RESIDENTIAL ELEVATOR | REICA CONSTRUCTION INC | R | 2403 | 29 | 2440 | 23RD AV |  |  | ISSUED | 2017-02-22
EW201702153621 | 2017-02-15 | FEW OUTLETS IN THE BED ROOM AND PROVIDE POWER TO DEDICATED CIRCUIT FOR WASHER. | GRAND ELECTRIC & CONSTRUCTION CO. | R | 1366 | 5 | 121 | 06TH AV |  | 2 | ISSUED | 2017-02-15
E201702032679 | 2017-02-03 | UPGRADE WIRING THROUGHOUT HOUSE. | POLR ELECTRIC | R | 6654 | 68 | 200 | RANDALL ST |  |  | ISSUED | 2017-02-03
E201702142915 | 2017-02-14 | TOTAL (8) UNITS. ADD 2 UNITS TO (E) BLDG PER ORDINANCE 30-15 SF SOFT STORY PROGRAM. NEW UNITS LOCATED AT GROUDN FL. (E) UPPER 6 UNITS WILL REMODEL KITCHEN & BATH & ADD WASHER/DRYER. INSTALL 168 LIGHTS 88 SWITCHES 152 RECEPTACLES 11 FANS 8 DISHWASHER 8 GARBAGE DISPOSAL 1 RANGES 32 SMOKE DETECTROS. | CITIZEN CORP. DBA: CITIZEN ELECTRIC | R | 1385 | 12 | 267 | 25TH AV | 0 | 1/F 2/F3/F | ISSUED | 2017-02-14
E201702142910 | 2017-02-14 | REWIRE UNIT 60 LIGHTS 45 SWITCHES 7 FANS 2 DISHWASHERS 2 GARBAGE DISPOSALS 2 RANGES 10 SOMKE DETECTORS. | PROJECT CONTRACTOR INC | R | 5457 | 22 | 2861 | SAN BRUNO AV |  |  | ISSUED | 2017-02-14
E201702152930 | 2017-02-15 | ALL NEW ELECTRICAL FOR NEW RESTAURANT 30 LIGHTS 15 SWITCHES 30 RECEPTACLES 2 FANS WIRING FOR HEAT PUMP OVEN AND FAU. | CHL CONSTRUCTION COMPANY | C | 8711 | 14 | 1170 | 04TH ST |  |  | ISSUED | 2017-02-15
EW201702103503 | 2017-02-10 | ADD A HOUSE 70A HOUSE PANEL REPLACE AND RELOCATE EXISTING SUB PANELS FOR UNTI A AND B | ALL BAY SOLAR | R | 1204 | 8 | 507 | DIVISADERO ST |  | 1 | ISSUED | 2017-02-10
EW201702243772 | 2017-02-24 | INSTALLING A 3.45KW PV SOLAR SYSTEM ROOF MOUNTED. 10 MODULES AND 10 INVERTERS - 10 ROOF-MOUNTED SOLAR PV MODULES 345 WATTS PER MODULE 10 INTERACTIVE INVERTER TOTAL NO. OF RATING 3.45 KW. | ALL BAY SOLAR | R | 3182 | 40 | 143 | JUDSON AV |  | 1 | ISSUED | 2017-02-24
E201702142906 | 2017-02-14 | RENEWAL OF PERMIT E201301027514 | IVAN ALBERTO RIVERA RIVAS | R | 2176 | 20 | 2179 | 41ST AV |  |  | ISSUED | 2017-02-14
EW201702073422 | 2017-02-07 | REPLACE EXISTING ELECTRICAL 100AMP SUB-PANEL AT UNIT D307. | GREEN TECH ELECTRIC SOLUTIONS | C | 1737 | 13 | 1240 | 14TH AV |  | 307 | COMPLETE | 2017-02-14
EW201702033364 | 2017-02-03 | INSTALLATION OF CAT 6 CABLING FOR TV LOCATION IN GUEST ROOMS AND WIRELESS ACCESS POINTS THROUGHOUT HOTEL. | A R D MAC ELECTRIC | C | 976 | 1 | 2901 | PACIFIC AV |  | 2901 | ISSUED | 2017-02-03
E201702092830 | 2017-02-09 | REPLACE BATHROOM VANITY LIGHTS AND ADD 4 LED RECESS LIGHTS. INSTALL DISPOSAL FOR KITCHEN. | THE GREAT OCEAN GENERAL CONTRACTOR | R | 8702 | 428 | 260 | KING ST | 1613 |  | ISSUED | 2017-02-09
EW201702243770 | 2017-02-24 | KITCHEN / BATHROOM REMODEL | URBAN ENERGY | R | 867 | 45 | 423 | WALLER ST | 3 | 103 | ISSUED | 2017-02-24
EW201702063395 | 2017-02-06 | 2 OUTDOOR LIGHTS | URBAN ENERGY | C | 5291 | 27 | 4414 | 03RD ST |  | 1 | COMPLETE | 2017-02-08
E201702223104 | 2017-02-22 | LOWER UNIT. REPLACE ELECTRICAL - NEW ELECTRICAL FOR ENTIRE UNIT. 1 KITCHEN 2 BATHROOMS 2 BEDROOMS REPLACING SUBPANEL NEW METER | THRONE BUILDERS INC | R | 4262 | 020A | 1331 | SAN BRUNO AV |  |  | ISSUED | 2017-02-22
E201702152944 | 2017-02-15 | 1278 JACKSON ST. : STREET UTILITY PERMIT: INSTALL 60 AMP 1 PHASE 120/240V METER AND MAKE CONNECTIONS | PHASE 3 COMMUNICATIONS INC | C | 9999 | 999 | 999 | UNKNOWN * |  |  | COMPLETE | 2017-02-24
E201702032694 | 2017-02-03 | INTERIOR REMODEL 20 LIGHTS 5 SWITCHES 15 RECEPTACLES 1 DISHWASHER 1 GARBAGE DISPOSAL 1 RANGE 4 SMOKE DETECTOR. | LY CONSTRUCTION | R | 1677 | 001D | 3301 | CABRILLO ST |  |  | ISSUED | 2017-02-03
E201702273169 | 2017-02-27 | HOUSE REMODEL. 2/F - REMODEL 1 KITCHEN AND 1 BATHROOM ADD 1 BATHROOM. G/F - ADD 2 NEW BATHROOMS ADD 2 BEDROOMS 40 LTS 16 SWITCHES 30 RECEPTS 1 GAR DISP 1 MICRO 1 RANGES 6 SMOKE DETECTS 4 FANS 1 DISHWASHERS | BLUEFIELD CONSTRUCTION | R | 2345A | 7 | 2331 | 16TH AV |  |  | ISSUED | 2017-02-27
E201702172999 | 2017-02-17 | KITCHEN REMODEL UPDATE ELECTRICAL NEW LIGHTING | KITCHEN EXPERTS OF CA INC. | R | 1129 | 37 | 1973 | EDDY ST | 4 |  | ISSUED | 2017-02-17
E201702172991 | 2017-02-17 | INSTALL 2 SENSOR LIGHTS | DAN CAN HANDYMAN SERVICES | R | 3567 | 16 | 3532 | 17TH ST |  |  | COMPLETE | 2017-02-24
E201702102871 | 2017-02-10 | ADD UFER GROUND | CYPRESS HOMES INC | R | 603 | 004A | 2242 | WASHINGTON ST |  |  | ISSUED | 2017-02-10
E201702072762 | 2017-02-07 | KITCHEN AND BATHROOM RENOVATION 4 LIGHTS 7 SWITCHES 10 RECEPTACLES 1 FAN 1 DISHWASHER 1 GARBAGE DISPOSALS 2 SMOKE DETECTORS. | NOMELLINI CONSTRUCTION * ASK FOR ID * | R | 343 | 8 | 50 | GOLDEN GATE AV |  | #116 | ISSUED | 2017-02-07
E201702082779 | 2017-02-08 | UPGRADE SERVICE TO 200 AMPS | DE STAR CONSTRUCTION | R | 6551 | 23 | 1383 | CHURCH ST |  |  | ISSUED | 2017-02-08
E201702032705 | 2017-02-03 | APT M1-804 BATHROOM & KITCHEN REPLACE (E) LIGHTS SWITCHES & RECEPTACLES. | PS2 INC | R | 707 | 48 | 1730 | OFARRELL ST |  |  | COMPLETE | 2017-03-02
EW201702273795 | 2017-02-27 | REFERENCE PERMITS 201609016556 201609299178 201610039419 LIGHTING POWER AND FIRE ALARM IN PUBLIC SPACES INCLUDING LOBBY BAR AND MEETING ROOMS | KOMAC ELECTRIC INC | C | 30 | 1 | 425 | NORTH POINT ST |  | 1 | ISSUED | 2017-02-27
E201702273170 | 2017-02-27 | ONE FAMILY ROOM ONE BEDROOM ONE BATHROOM & LAUNDRY ROOM IN G/F. 18 LIGHTS 20 SWITCHES 25 RECEPTACLES 1 FAN 2 SMOKE DETECTORS. | HONG LEE CONSTRUCTION CO INC | R | 6550 | 18 | 60 | CLIPPER ST |  |  | ISSUED | 2017-02-27
E201702152952 | 2017-02-15 | REWIRE ENTIRE BUILDING: NEW 200AMP PANELBOARD / METER NEW LIGHTS SWITCHES PLUGS. | B POWER CONSTRUCTION CORP | R | 3054 | 62 | 539 | LOS PALMOS DR |  |  | ISSUED | 2017-02-15
E201702152948 | 2017-02-15 | REWIRE ENTIRE BUILDING: NEW 125AMP PANELBOARD / METER NEW LIGHTS SWITCHES PLUGS. | B POWER CONSTRUCTION CORP | R | 7091 | 16 | 323 | ORIZABA AV |  |  | ISSUED | 2017-02-15
E201702082805 | 2017-02-08 | 1 BATHROOM REMODEL 1/2 BATH ADDITION | PACIFIC CONSTRUCTION & DESIGN | R | 3116 | 17 | 458 | HEARST AV |  |  | COMPLETE | 2017-03-14
EW201702193673 | 2017-02-19 | REWIRE WHOLE HOUSE WITH 200 AMPS SERVICE. | K F L ELECTRIC | R | 1856 | 14 | 1573 | 10TH AV |  | 1 | ISSUED | 2017-02-19
E201702012636 | 2017-02-01 | REMOVE HAZARDOUS CORDS AND ELECTRICAL WIRING IN BASEMENT AREA. REF COMPLAINT # 201759902 | JACQUEZ ELECTRIC | R | 3576 | 68 | 40 | SYCAMORE ST |  |  | ISSUED | 2017-02-01
E201702082811 | 2017-02-08 | SPACE # 262 INSTALL 1 ELECTRICAL CIRCUIT | THE HATCH GROUP INC | C | 7295 | 38 | 3251 | 20TH AV |  |  | COMPLETE | 2017-02-23
E201702213014 | 2017-02-21 | UNIT 703 REHABILITATE EXISTING BATHROOM RELOCATE EXISTING KITCHEN CONVERT EXISTING KITCHEN TO BEDROOM INSTALL BATHROOM INSTALL WASHER & DRYER 5 LT S 10 SWITCHES 16 RECEPTS 1 RANGES 3 SMOKE DETECTS 1 DISHWASHERS | D F K Y CONSTRUCTION INC | R | 273 | 1 | 655 | POWELL ST |  |  | ISSUED | 2017-02-21
E201702062710 | 2017-02-06 | UFER GROUND | SFC ELECTRIC CO | R | 3647 | 11 | 1170 | GUERRERO ST |  |  | ISSUED | 2017-02-06
E201702243143 | 2017-02-24 | REMOVE / REPLACE ANTENNAS AND RRU. INSTALL HYBRID CABLE AND RAYCAP SURGE SUPPRESSORS. INSTALL FRP SCREEN-WALL | APEX SITE SOLUTIONS INC | C | 315 | 17 | 334 | MASON ST |  |  | ISSUED | 2017-02-24
E201702022665 | 2017-02-02 | GUEST BATHROOM REMODELING: NEW EXHAUST FAN 1 RECEPTACLE NEW GFCI OUTLET | SUPERB BUILDERS INC | R | 1062 | 13 | 153 | JORDAN AV |  | BASEMENT | COMPLETE | 2017-03-07
E201702072758 | 2017-02-07 | REWIRE ENTIRE 3 BED - 2 BATH UNIT RELOCATE SUB-PANEL | J B L ELECTRIC | R | 101 | 49 | 1802 | MASON ST |  |  | ISSUED | 2017-02-07
E201702162979 | 2017-02-16 | TI INSTALLATION OF NEW BRANCH CIRCUITS & ASSOCIATED POWER RECEPTACLES INSTALLATION OF NEW LIGHTING & ASSOCIATED LIGHTING CONTROLS 45 LTS 12 SWITCHES 55 RECEPTS 50 CIRCUITS | J & M ELECTRIC CO | C | 135 | 7 | 1000 | SANSOME ST | 0 |  | ISSUED | 2017-02-16
E201702092815 | 2017-02-09 | (E) BATHROOM AND KITCHEN REMODEL ON 3RD FLOOR PER PLAN ADD WASHER AND DRYER ON 3RD FLOOR. 70 AMP SUB PANEL 15 LIGHTS 15 SWITCHES 30 RECEPTACLES 1 FAN 1 DISHWASHER 1 GARBAGE DISPOSAL 1 MICROWAVE 1 RANGE 3 SMOKE DETECTORS | KAIMING CONSTRUCTION CO | R | 1673 | 11 | 843 | 30TH AV |  |  | ISSUED | 2017-02-09
E201702243155 | 2017-02-24 | REMODEL 1 KITCHEN 2 BATH @ 2ND FLOOR. ADD 2 NEW ROOMS & 1 BATH @ GROUND FLOOR. NEW 100 AM SERVICE. 20 LTS 5 SWITCHES 30 RECEPTS 3 FANS | H & L CONSTRUCTION INC | R | 6490 | 21 | 625 | BRUNSWICK ST |  |  | ISSUED | 2017-02-24
E201702092817 | 2017-02-09 | INSTALL NEW LIGHTING & OUTLETS AT CAFE 100 AMP 8 LIGHTS 3 SWITCHES 8 RECEPTACLES | LEADER CONSTRUCTION INC | C | 1412 | 16 | 2018 | CLEMENT ST |  |  | ISSUED | 2017-02-09
E201702273189 | 2017-02-27 | COMMERCIAL TI 8 LIGHTS 4 SWITCHES 12 RECEPTACLES 3 FANS 2 DISHWASHERS GARBAGE DISPOSAL 1 MICROWAVE. | MORROW ELECTRICAL | C | 3546 | 1 | 310 | VALENCIA ST |  |  | ISSUED | 2017-02-27
E201702173008 | 2017-02-17 | UNIT 4 REMOVE ELECTRIC HEATER AND REPLACE WITH GAS HEATER | CHAN CONSTRUCTION | R | 303 | 12 | 632 | HYDE ST | 0 |  | ISSUED | 2017-02-17
EW201702153620 | 2017-02-15 | SERVICE UPGRADE TO 125A. ADDING 10 RECEPTACLE LOCATIONS THROUGHOUT HOME WITH 9 DEDICATED 20A CIRCUITS. | TAYLOR MADE ELECTRIC | R | 7115 | 17 | 219 | ORIZABA AV |  | 1 | COMPLETE | 2017-03-03
E201702132896 | 2017-02-13 | BATHROOM REMODEL RUN DEDICATED CIRCUIT FOR GFI RECEPTCALE RUN AFCI CIRCUIT FOR LIGHTS 3 LTS 3 SWITCHES 2 RECEPTS 1 FANS | AMERICAN BUILDERS | R | 2978 | 6 | 69 | ALLSTON WY |  | 2ND FLOR | ISSUED | 2017-02-13
E201702072752 | 2017-02-07 | REMODEL 1 KITCHEN 2 BATHROOMS 1 BEDROOM. 30 LTS 15 SWITCHES 30 RECEPTS 1 GAR DISP 1 MICRO 1 RANGES 5 SMOKE DETECTS 2 FANS 1 DISHWASHERS | HONG'S GENERAL CONSTRUCTION INC. | R | 6161 | 35 | 901 | HOLYOKE ST |  |  | ISSUED | 2017-02-07
E201702062739 | 2017-02-06 | SURVEY ONLY- INSPECTION OF HOUSE PANEL. |  | R | 1459 | 25 | 422 | 28TH AV |  |  | COMPLETE | 2017-02-07
E201702162975 | 2017-02-16 | OFFICE #6; DEMO ELECT. AS NEEDED RELOCATE AND REWIRE LIGHTING SWITCHING AND POWER AS PER BA DRAWING. OFFICE #4; DEMO ELECT. AS NEEDED SEPARATE AND REWIRE LIGHTING AS PER DRAWING ADD NEW SWITCHES AND RECEPTACLES. ENTRY AREA; PROVIDE POWER FOR DOOR OPENER. |  | C | 835 | 4 | 30 | VAN NESS AV |  | 4/F | ISSUED | 2017-02-27
E201702062729 | 2017-02-06 | SURVEY |  | R | 184 | 1 | 1567 | LEAVENWORTH ST | 0 |  | COMPLETE | 2017-03-02
E201702233108 | 2017-02-23 | KITCHEN AND HALF BATHROOM REMODEL: APPLIANCES 10 CIRCUITS 10 LIGHTS 2 SWITCHES 15 RECEPTS |  | R | 3623 | 3 | 912 | NOE ST |  |  | ISSUED | 2017-02-23
EW201702153596 | 2017-02-15 | NEW BUILD OUT INCLUDING LIGHTING CONVENIENCE POWER AND LIFE SAFETY. | DECKER ELECTRIC CO INC | C | 3528 | 1 | 1201 | BRYANT ST |  | 2 | ISSUED | 2017-02-15
EW201702273816 | 2017-02-27 | INSTALL 2X2 LIGHTS | MCMILLAN BROS ELECTRIC | C | 259 | 26 | 555 | CALIFORNIA ST | 0 | 29 | ISSUED | 2017-02-27
EW201702063374 | 2017-02-06 | CANOPY LIGHTS | MCMILLAN BROS ELECTRIC | C | 289 | 5 | 100 | MONTGOMERY ST |  | 0 | ISSUED | 2017-02-06
EW201702033340 | 2017-02-03 | SILICON VALLEY BANK - TI & LIFE SAFETY | MCMILLAN BROS ELECTRIC | C | 3736 | 183 | 505 | HOWARD ST |  | 3 | ISSUED | 2017-02-03
EW201702273798 | 2017-02-27 | INSTALL 3 NEW RBS EQUIP. CABINETS | MCMILLAN BROS ELECTRIC | C | 345 | 7 | 260 | GOLDEN GATE AV |  | 0 | COMPLETE | 2017-03-02
EW201702013292 | 2017-02-01 | RELOCATE EXISTING OUTLETS | BRAYER ELECTRIC COMPANY | R | 1099 | 31 | 1450 | DIVISADERO ST |  | 1 | COMPLETE | 2017-02-15
EW201702083454 | 2017-02-08 | NEW RECEPTACLES NEW FIXTURES AND NEW EXTERIOR LIGHTING @ SF SPCA - 2500 16TH STREET GROUND FLOOR & DOG PARK | PAGANINI ELECTRIC CORP(SEE SIGNATORIES) | C | 3927 | 4 | 2500 | 16TH ST |  | 0 | ISSUED | 2017-02-08
EW201702013283 | 2017-02-01 | INSTALL RECEPTACLES FOR PRESSED JUICERY KIOSK @ 845 MARKET STREET CONCOURSE LEVEL | PAGANINI ELECTRIC CORP(SEE SIGNATORIES) | C | 3705 | 55 | 845 | MARKET ST | 0 | 0 | COMPLETE | 2017-02-09
EW201702143556 | 2017-02-14 | ELEC & LIFE SAFETY UPGRADES - EC1529 | C B F INC | C | 288 | 1 | 155 | MONTGOMERY ST |  | 1 | ISSUED | 2017-02-14
EW201702153600 | 2017-02-15 | ELECTRICAL & LIFE SAFETY UPGRADES - EC1556 | C B F INC | C | 268 | 19 | 250 | MONTGOMERY ST | 0 | 700 | ISSUED | 2017-02-15
EW201702023315 | 2017-02-02 | INSTALL (10) DUPLEX OUTLETS - ES4190 | C B F INC | C | 3751 | 157 | 360 | 03RD ST |  | 675 | COMPLETE | 2017-02-23
EW201702023312 | 2017-02-02 | ELECTRICAL BUILDOUT EC1539 IN D-500 | C B F INC | C | 1300 | 1 | 1D | LETTERMAN DR |  | 500 | ISSUED | 2017-02-02
EW201702243752 | 2017-02-24 | EC1562 SUITE E ELECTRICAL UPGRADES | C B F INC | C | 241 | 27 | 600 | CALIFORNIA ST | 0 | 16 | ISSUED | 2017-02-24
EW201702223715 | 2017-02-22 | LIFE SAFETY/ELEC UPGRADES - 7TH FLOOR JOB #26974 | C B F INC | C | 291 | 1 | 1 | SUTTER ST |  | 7 | ISSUED | 2017-02-22
EW201702093475 | 2017-02-09 | EC1544. ELECTRICAL INSTALL AND LIFE SAFETY ON THE 17TH FLOOR | C B F INC | C | 236 | 19 | 150 | CALIFORNIA ST |  | 17 | ISSUED | 2017-02-09
EW201702173662 | 2017-02-17 | EC1558. ELECTRICAL BUILDOUT AND LIFE SAFETY | C B F INC | C | 240 | 7 | 580 | CALIFORNIA ST |  | 1 | ISSUED | 2017-02-17
EW201702013286 | 2017-02-01 | ELEC - EMBARCADERO SQ. MAKE READY - 675 DAVIS GROUND FLOOR SPEC SUITE EC1475 | C B F INC | C | 167 | 63 | 75 | BROADWAY * |  | 1 | COMPLETE | 2017-02-06
EW201702273797 | 2017-02-27 | LIFE SAFETY / ELECTRICAL - 13TH FLR ES3976 | C B F INC | C | 259 | 29 | 315 | MONTGOMERY ST |  | 13 | COMPLETE | 2017-02-28
E201702152938 | 2017-02-15 | 71-71A PIERCE STREET: INSTALL 3 ELECTRICAL METERS 2-100A SUBPANEL 1-50A HOUSE PANEL. | RAINBOW CHOY HUNG & CO | R | 864 | 4 | 71 | PIERCE ST |  | COMMON AREA | ISSUED | 2017-02-15
E201702173007 | 2017-02-17 | WITNESS TEST FOR LIFE SAFETY RE E201701031997. | D A POPE INC | R | 3923 | 6 | 1550 | BRYANT ST |  | SUITE 470 | COMPLETE | 2017-02-22
EW201702033347 | 2017-02-03 | INSTALL (260) CABLES ON THE 11TH FLOOR FOR SCHWAB - 64520 | METROPOLITAN ELECTRICAL CONSTRUCTION | C | 3740 | 33 | 211 | MAIN ST |  | 11 | ISSUED | 2017-02-03
EW201702093485 | 2017-02-09 | INSTALL 4 DEDICATED 20 AMP ELECTRICAL CIRCUITS TO FRONT DOCTOR'S OFFICE. | AARON ELECTRIC CO. | R | 544 | 11 | 1779 | UNION ST |  | 2 | ISSUED | 2017-02-09
E201702082798 | 2017-02-08 | REWIRE DUE TO FIRE DAMAGE 15 LIGHTS 10 SWITCHES 20 RECEPTACLES 2 FANS 1 DISHWASHER 1 GARBAGE DISPOSAL 3 SMOKE DETECTORS. | PARTEE CONSTRUCTION CO | R | 4210 | 4 | 1134 | HAMPSHIRE ST |  |  | ISSUED | 2017-02-08
EW201702013289 | 2017-02-01 | INSTALL 6 RECESSED LIGHTS IN THE LIVING ROOM CONTROLLED B Y A DIMMER. INSTALL POWERFUL ELECTRONIC IGNITION OF GAS LOGS | ATHENA ELECTRICAL CONST | R | 2825 | 6 | 164 | MIDCREST WY |  | 2 | COMPLETE | 2017-02-03
E201702172997 | 2017-02-17 | ADD BATHROOM 6 LIGHTS 3 SWITCHES 5 RECEPTACLES 1 SMOKE DETECTORS. | LEI'S CONSTRUCTION CO | R | 2331 | 005A | 2260 | 19TH AV |  |  | ISSUED | 2017-02-17
EW201702103497 | 2017-02-10 | REWIRE FEEDERS THAT WERE ORIGINALLY COMBINED IN CONDUITS REMOVE WIRE WAY ABOVE METER STACKS WHERE CONDUCTORS ARE COMBINED | B B J ELECTRIC INC | R | 323 | 7 | 424 | ELLIS ST | 0 | 1 | ISSUED | 2017-02-10
EW201702243763 | 2017-02-24 | REMODEL KITCHEN BATHROOM. ADD SUB PANEL. ADD 3 S/D. ONE OUTLET FOR 2 BEDROOM 2 OUTLET AT LIVING ROOM | LAI'S E & H ELECTRIC INC. | R | 6942 | 7 | 1163 | PLYMOUTH AV |  | 2 | ISSUED | 2017-02-24
E201702213015 | 2017-02-21 | 1 - EXTERIOR SIGN "STUDIO 695" | GOLDEN GATE SIGN COMPANY INC. | C | 3799 | 7 | 695 | TOWNSEND ST |  |  | ISSUED | 2017-02-21
E201702233125 | 2017-02-23 | ADD NEW BATHROOM. 2 LIGHTS 3 SWITCHES 1 RECEPTACLE & 1 FAN. | 21ST CENTURY HOME IMPROVT | R | 7088 | 53 | 309 | SARGENT ST |  |  | ISSUED | 2017-02-23
EW201702203676 | 2017-02-20 | KITCHEN REMODEL | KORBES ELECTRIC | R | 548 | 31 | 1366 | GREEN ST | 0 | 2 | ISSUED | 2017-02-20
EW201702153607 | 2017-02-15 | NEW LIGHTS AND PLUGS IN NEW FAMILY ROOM | MARK W SCHULKAMP ELECTRIC | R | 6904 | 7 | 140 | PALOMA AV |  | 1 | ISSUED | 2017-02-15
EW201702243771 | 2017-02-24 | ELECTRICAL AND LIGHTING | ARTISTIC LIGHTING & ELECTRIC | R | 0215C | 42 | 1333 | JONES ST | 802 | 8 | ISSUED | 2017-02-24
EW201702163636 | 2017-02-16 | 1 SANSOME STREET - SF - 3RD FLOOR RESTROOMS - 21 OUTLETS OR MORE UP TO 2 500 SQ FT - JOB # 01-943674 - CONTACT JOE CASADIDIO | W. BRADLEY ELECTRIC | C | 289 | 3 | 1 | SANSOME ST |  | 3 | ISSUED | 2017-02-16
EW201702093482 | 2017-02-09 | ELECTRICAL WORK - FOR SUITE 2260 | CAPITOL ELECTRIC CONST | C | 262 | 20 | 100 | PINE ST | 0 | 22 | ISSUED | 2017-02-09
EW201702233746 | 2017-02-23 | ELECTRICAL WORK ­ FOR SUITE SPECS AND DEMOLITION ON THE 14TH FLOOR | CAPITOL ELECTRIC CONST | C | 259 | 29 | 315 | MONTGOMERY ST |  | 14 | COMPLETE | 2017-02-28
E201702092843 | 2017-02-09 | BASEMENT 1/F 2./F 30 LTS 25 SWITCHES 30 RECEPTS 5 SMOKE DETECTS 2 FANS 200 AMPS SERVICE UPGRADE | TAK TAM ELECTRIC CO | R | 2959 | 9 | 16 | AGUA WY |  |  | ISSUED | 2017-02-09
EW201702273783 | 2017-02-27 | REMODEL BATHROOM LAUNDRY ROOM AND CLOSET. 6 LIGHTS FAN 4 SWITCHES 3 PLUGS 240V DRYER PLUG.INCREASE EXISTING PANEL TO 50AMPS. | PETERSON POWER & LIGHT | R | 642 | 25 | 1855 | SACRAMENTO ST | 2 | 2 | ISSUED | 2017-02-27
E201702152934 | 2017-02-15 | KITCHEN REMODEL NEW SUB-PANEL UPGRADE 100 AMP OVERHEAD SERVICE 4 LTS 2 SWITCHES 8 RECEPTS 1 GAR DISP 1 FANS 1 DISHWASHERS | PETER WONG ELECTRICAL | R | 2435 | 014A | 2326 | VICENTE ST |  |  | ISSUED | 2017-02-15
EW201702173663 | 2017-02-17 | 40 WORKSTATIONS FOR MODULAR PARTITIONS ONLY. | SERVICE WEST INC | C | 3706 | 1 | 703 | MARKET ST |  | 3 | ISSUED | 2017-02-17
EW201702273818 | 2017-02-27 | A BATHROOM REMODEL. | BOLT ELECTRIC | R | 3596 | 42 | 248 | SAN CARLOS ST |  | 2 | ISSUED | 2017-02-27
E201702012641 | 2017-02-01 | INSTALL 100A TEMPORARY POWER. | S & W ELECTRIC INC. | R | 2614 | 72 | 2503 | 15TH ST |  |  | ISSUED | 2017-02-01
EW201702113507 | 2017-02-11 | INSTALL GARAGE LIGHTS UFER | GRANITE ELECTRIC | R | 2929 | 8 | 156 | MADRONE AV |  | 1 | ISSUED | 2017-02-11
E201702142917 | 2017-02-14 | REPAIR EXISTING KNOB AND TUBE WIRING ADD NEW SUB-FEED. | HEIN LIGHTING & ELECTRIC | C | 3637 | 29 | 2619 | MISSION ST |  | 1ST BASE | ISSUED | 2017-02-14
EW201702063381 | 2017-02-06 | REPLACE EXISTING ELECTRICAL AFTER THE INSTALLATION OF NEW FOUNDATION | KEVIN DORGAL ELECTRICAL | C | 1278 | 22 | 1000 | COLE ST |  | 1 | COMPLETE | 2017-03-01
E201702062736 | 2017-02-06 | SOLAR: INSTALL 19 ROOF MOUNTED PV MODS 340W/MOD 6.46KW TOTAL RATING. PLAN 1079. | OCCIDENTAL POWER | R | 6533 | 14 | 1370 | GUERRERO ST |  |  | COMPLETE | 2017-02-22
E201702012639 | 2017-02-01 | REMODEL 2 BATHROOMS CHANGE 2 FANS. | ALL BAY CITIES CONSTRUCTION | R | 622 | 58 | 1776 | SACRAMENTO ST | 605 |  | ISSUED | 2017-02-01
E201702032685 | 2017-02-03 | REWIRE ENTIRE UNIT. ADD LED LIGHTING NEW CIRCUITS FOR KITCHEN REMODEL AND PLUGS THROUGHOUT. ADD SUB PANEL 12 LIGHTS 16 SWITCHES 30 RECEPTACLES 1 FAN 10 CIRCUITS 1 GARBAGE DISPOSAL 1 RANGE 3 SMOKE DETECTORS. | SPECTRUM DEVELOPMENT CO. | R | 159 | 41 | 6 | KEYES AL |  | 1ST FLOOR | ISSUED | 2017-02-03
EW201702103495 | 2017-02-10 | REMODEL OF 3 FLOORS LIGHTING RECEPTACLES AND SWITCHES; ADDING ADDITIONAL CIRCUITS AND SUBPANELS | ROBERTS ELECTRIC CO INC | R | 2629 | 44 | 161 | CLIFFORD TR |  | 1 2 3 | ISSUED | 2017-02-10
E201702032683 | 2017-02-03 | 1/F: INSTALL 2-20A CKT 120V 1-20A 240V CKT. 2/F: INSTALL 2-20A CKTS 120V. INSTLAL LIGHTS AND PLUGS. BASEBOARD HEATER. | BONANZA CONSTRUCTION | R | 5678 | 4 | 308 | ANDOVER ST |  |  | ISSUED | 2017-02-03
E201702233114 | 2017-02-23 | CC AND FINAL FOR ALL WORK COMPLETED UNDER E201409122739 REF 201409126263 201112060138. | C R CONSTRUCTION CO INC | R | 1542 | 39 | 432 | 03RD AV |  |  | FILED | 2017-02-23
E201702162969 | 2017-02-16 | 3RD FLOOR. UPDATE BATHROOM NEW LIGHTS SWITCHES NEW FAN ADD SUPPLEMENTAL HEAT 4 LTS 4 RECEPTS 1 FANS | HORST GRUNER CONTRUCTION INC CORP | R | 1760 | 33 | 1370 | 06TH AV |  | 3RD FLR | ISSUED | 2017-02-16
E201702223092 | 2017-02-22 | UNIT 2 FINAL INSPECTION | JR ELECTRICAL INC | R | 1521 | 13 | 471 | 23RD AV | 0 |  | COMPLETE | 2017-02-24
EW201702153613 | 2017-02-15 | HOME REMODEL AND UPGRADE TO 400 AMP ELECTRICAL SERVICE | ERNEST F FERRARI ELECT INC | R | 993 | 14 | 290 | MAPLE ST |  | 1 | ISSUED | 2017-02-15
E201702213055 | 2017-02-21 | INSTALL NEW ELECTRICAL FOR STORAGE AND GARAGE AREA. | A W CONSTRUCTION COMPANY | R | 2126 | 5 | 1975 | 08TH AV |  |  | ISSUED | 2017-02-21
E201702062718 | 2017-02-06 | ALL NEW ELECTRICAL FOR NEW COMMERCIAL CONSTRUCTION 1000A PANEL 56 LIGHTS 23 SWITCHES 95 RECEPTACLES 3 FANS 1 GARBAGE DISPOSAL 1 MICROWAVE. | D P H ELECTRICAL CONTRACTING INC | C | 655 | 1 | 2501 | CALIFORNIA ST |  |  | ISSUED | 2017-02-06
EW201702073410 | 2017-02-07 | BATHROOM REMODELING | SAVINOV ELECTRICAL VOICE & DATA | R | 1599 | 41 | 4424 | CABRILLO ST | 0 | 1 | COMPLETE | 2017-03-14
E201702213019 | 2017-02-21 | KITCHEN AND BATH REMODEL: 4 LIGHTS 4 S WITCHES 4 RECEPTACLES 4 NEW CIRCUITS 1 FAN 1 DISHWASHER 1 GARBAGE DISPOSAL 1 MICROWAVE 2 SMOKE DETECTORS. | WILLIAMS CONSTRUCTION | R | 494 | 14 | 56 | MAGNOLIA ST |  | 2 | ISSUED | 2017-02-21
E201702233122 | 2017-02-23 | KITCHEN AND BATHROOM REMODEL 12 LIGHTS 5 SWITCHES 12 RECEPTACLES 1 FAN 1 DISHWASHER 1 GARBAGE DISPOSALS 1 RANGE. | HAMMERHOUSE CONSTRUCTION | R | 7018 | 41 | 974 | PLYMOUTH AV |  |  | ISSUED | 2017-02-23
E201702102845 | 2017-02-10 | UFER | FRANMORE ELECTRIC | R | 1387 | 022L | 246 | 28TH AV |  |  | ISSUED | 2017-02-10
E201702132892 | 2017-02-13 | INSTALL NEW DD FOR NEW FAN ON AHV. | KAISER FOUNDATION HEALTH PLAN INC(EXEMPT | C | 1539 | 1 | 4131 | GEARY BL |  |  | COMPLETE | 2017-02-16
E201702092818 | 2017-02-09 | (1) EXTERIOR SIGN "P" | AD ART INC. | C | 3785 | 22 | 149 | BLUXOME ST |  | 1/F | ISSUED | 2017-02-09
EW201702083447 | 2017-02-08 | INSTALLATION OF NOTIFICATION DEVICES TO BRING TENANT IMPROVEMENT COMMERCIAL AND MEZZANINE SPACE UP TO NFPA 2016 CODE AND STANDARDS FOR THE EXISTING FIRE ALARM SYSTEM. ALSO ADD (3) INPUT MODULES TO MONITOR 3 DUCT SMOKE DETECTORS THAT ARE INSTALLED BY OTHERS. | CRIME WATCH SECURITY SYSTEMS INC | R | 3980 | 90 | 1701 | 17TH ST |  | 1 | ISSUED | 2017-02-08
EW201702143561 | 2017-02-14 | ADD TWO NEW 600 AMP METER MAINS FROM EXISTING 4000 AMP SERVICE | CORISH ELECTRIC CORPORATION | C | 309 | 1 | 201 | POST ST |  | 1 | ISSUED | 2017-02-14
EW201702143557 | 2017-02-14 | NEW LIGHTING T24 HVAC ON ROOF | CORISH ELECTRIC CORPORATION | C | 1440 | 018A | 4420 | GEARY BL |  | 1 | ISSUED | 2017-02-14
EW201702083443 | 2017-02-08 | REPLACE 10 EA. RECESSED CAN LIGHTS AND SWITCHING. ADD NEW CONVENIENCE OUTLETS. ALL EXISTING CIRCUITRY TO REMAIN. | CORISH ELECTRIC CORPORATION | R | 1810 | 12 | 1463 | 43RD AV |  | 1 | ISSUED | 2017-02-08
E201702102872 | 2017-02-10 | APT#601 KITCHEN & BATH REMODEL & INSTALL NEW SUB PANEL. 2 LIGHTS 5 SWITCHES 10 RECEPTACLES 1 RANGE. | WEST COAST PROPERTY MGNT CO | R | 479 | 3 | 2905 | VAN NESS AV |  | 6TH FL | ISSUED | 2017-02-10
EW201702073406 | 2017-02-07 | INSTALL NEW ELECTRICAL PANEL. PROVIDE 2 KITCHEN CIRCUITS AND CIRCUITS FOR DISHWASHER DRYER AND WASHER. NEW PLUGS SWITCHES AND LIGHT FIXTURES. SMOKE DETECTORS AND ONE BATHROOM EXHAUST FAN. | CASTELLINO ELECTRIC INC | R | 841 | 004A | 400 | PAGE ST |  | 100 | ISSUED | 2017-02-07
EW201702113509 | 2017-02-11 | SUB-PANEL RELOCATION | ELECTRO INTEGRITY | R | 2817 | 37 | 1964 | 08TH AV |  | 1 | ISSUED | 2017-02-11
EW201702083451 | 2017-02-08 | BASEMENT: NEW LAUNDRY ROOM AND STORAGE AREA. 2ND FLOOR: NEW POWDER ROOM AND MASTER SUITE. RELOCATE SUB-PANEL. | ECCLES ELECTRICAL | R | 843 | 13 | 630 | PAGE ST |  | 2 | ISSUED | 2017-02-08
E201702223084 | 2017-02-22 | SOLAR: INSTALL 14 ROOF MOUNTED PV MODS 360W/MOD 5.04KW TOTAL RATING. | LUMINALT ENERGY CORPORATION | R | 6563 | 46 | 1314 | NOE ST |  |  | COMPLETE | 2017-03-07
EW201702233726 | 2017-02-23 | ROUGH CONCRETE DECK FOR THREE UNIT BUILDING | AMPLEX ELECTRICAL INC | R | 2374 | 19 | 3534 | TARAVAL ST |  | 2 | ISSUED | 2017-02-23
E201702132874 | 2017-02-13 | RESTAURANT TI INSTALL SUBPANEL 38 LIGHTS 10 SWITCHES 42 RECEPTACLES 5 FANS 2 DISHWASHERS 1 RANGE. | VALLA H & R ELECTRIC | C | 936 | 018C | 2379 | CHESTNUT ST |  |  | ISSUED | 2017-02-13
EW201702023323 | 2017-02-02 | REPLACEMENT OF TWO PLAYGROUNDS. SAFE OFF LIGHTING FOR DEMO AND RELOCATION OF LIGHT FIXTURES. NEW TRANSFORMER LIGHTING AND SERVICE CABINETS. | INTERMOUNTAIN ELECTRIC COMPANY | C | 788 | 1 | 355 | MCALLISTER ST |  | 1 | ISSUED | 2017-02-02
EW201702143574 | 2017-02-14 | REWIRE OF RESTAURANT; NO NEW SERVICE | KEVIN REILLY ELECTRIC | C | 1704 | 24 | 1294 | 47TH AV |  | 1 | ISSUED | 2017-02-14
E201702233131 | 2017-02-23 | UNIT 337A. REMODEL (E) KITCHEN + 1/2 BATH 10 LTS 5 SWITCHES 20 RECEPTS 1 GAR DISP 1 MICRO 1 RANTES 1 FANS 1 DISHWASHERS | ALLIED TEAMWORK CONSTRUCTION CO | R | 3519 | 41 | 337 | 10TH ST |  |  | ISSUED | 2017-02-23
E201702082808 | 2017-02-08 | UNIT 37A KITCHEN LIVING ROOM DINING ROOM HALLWAY MASTER BEDROOM 20 LTS 11 SWITCHES 1 RECEPTS | INNOVATOR ELECTRIC INC. | R | 3746 | 3 | 201 | FOLSOM ST | 0 |  | ISSUED | 2017-02-08
E201702032680 | 2017-02-03 | SOLAR: PLAN 1173 30 PV MODS 315 WATTS PER MOD 9.45 = DC KW SYSTEM | ALBION POWER COMPANY INC | R | 3632 | 48 | 1032 | GUERRERO ST | 0 |  | COMPLETE | 2017-03-02
EW201702153601 | 2017-02-15 | INSTALLATION OF A 50 AMP CAR CHARGING OUTLET. | CAHALANE ELECTRIC INC | R | 2823A | 17 | 5 | GLADEVIEW WY |  | 0 | COMPLETE | 2017-02-17
E201702233133 | 2017-02-23 | INSTALL FIRE SPRINKLER FLOW MONITOR SYSTEM. | K K ELECTRIC & ALARM COMPANY | R | 4095 | 18 | 896 | DE HARO ST |  |  | ISSUED | 2017-02-23
EW201702213696 | 2017-02-21 | REPLACE PANEL | DESIGN & DEVELOP CONSTRUCTION | R | 2450 | 001A | 2607 | 46TH AV |  | 1 | COMPLETE | 2017-02-24
E201702142914 | 2017-02-14 | 1ST FLOOR: 12 RECEPTACLES 1 GARBAG DISPOSAL 1 MICROWAVE | PINNACLE REMODELING CONSTRUCTION | R | 1388 | 2 | 239 | 28TH AV |  | 1ST FLOOR | COMPLETE | 2017-02-24
E201702082772 | 2017-02-08 | UPGRADE ELECTRICAL SERVICE - 220V / 100 A | PETRE T GUEORGUIEV ELECTRIC***SEE NOTES | R | 6004 | 35 | 291 | MOSCOW ST |  |  | COMPLETE | 2017-02-16
E201702132897 | 2017-02-13 | TRASH TERMINATION ROOM: RUNNING COMMUNICATION WIRING FOR TRASH CHUTE TRI-SORTER | JOHNSTONE MOYER INC | C | 671 | 6 | 1450 | FRANKLIN ST |  |  | COMPLETE | 2017-02-27
EW201702093465 | 2017-02-09 | REMOVE AND REPLACE ANTENNAS AND THE ADDITION OF 2 RADIOS AND ASSOCIATED CABLING. | ELECTRIC TECH CONSTRUCTION INC | R | 124 | 1 | 1201 | GREEN ST |  | 0 | ISSUED | 2017-02-09
EW201702163638 | 2017-02-16 | INSTALL OF 63 ALLMOD WORKSTATIONS | ALL MODULAR SYSTEMS INC. | C | 3718 | 26 | 201 | MISSION ST |  | 10 | COMPLETE | 2017-03-03
EW201702273809 | 2017-02-27 | INSTALL 36 ALLMOD WORKSTATIONS | ALL MODULAR SYSTEMS INC. | C | 208 | 28 | 655 | MONTGOMERY ST |  | 10 | ISSUED | 2017-02-27
E201702012644 | 2017-02-01 | SOLAR: PLAN 1156 23 PV MODS 265 WATTS PER MOD 6.095 = DC KW SYSTEM | SUNRUN INSTALLATION SERVICES INC | R | 6444 | 6 | 50 | SEVILLE ST |  |  | ISSUED | 2017-02-01
E201702172994 | 2017-02-17 | UPGRADE ELECTRICAL ADD SUBPANEL 4 LIGHTS 4 SWITCHES 10 RECEPTACLES 1 RANGE 3 SMOKE DETECTOR. | PALMERA CONSTRUCTION CO | R | 159 | 8 | 916 | PACIFIC AV |  | UNIT #9 | ISSUED | 2017-02-17
E201702152936 | 2017-02-15 | APT 11: REMODEL KITCHEN & BATHROOM. ADD WASHER/DRYER. | B-SIDE INC. | R | 319 | 27 | 721 | GEARY ST | 0 |  | ISSUED | 2017-02-15
EW201702153606 | 2017-02-15 | KITCHEN REMODEL UPGRADE MAIN ELECTRICAL PANEL TO 125AMPS | V B ELECTRIC | R | 1046 | 11 | 2904 | BUSH ST |  | 1 | ISSUED | 2017-02-15
E201702223098 | 2017-02-22 | MAKE ALL CORRECTIONS TO COMPLY WITH NOV 201760871 AND 20176851. | SEDERAP'S DRYWALL INC. | C | 6955 | 4 | 4690 | MISSION ST |  |  | ISSUED | 2017-02-22
E201702273176 | 2017-02-27 | (E) KITCHEN REMODEL: 3 LIGHTS 2 SWITCHES 4 CIRCUITS | J A P CONSTRUCTION | R | 2771 | 69 | 600 | ALVARADO ST | 1 | 1ST FLR | ISSUED | 2017-02-27
E201702223065 | 2017-02-22 | HOME RENOVATION 42 LIGHTS 10 SWITCHES 42 RECEPTACLES 1 DISHWASHER 1 GARBAGE DISPOSAL 1 RANGE 5 SMOKE DETECTORS. | W N G S CONSTRUCTION | R | 5319 | 22 | 1982 | PALOU AV |  |  | ISSUED | 2017-02-22
EW201702163635 | 2017-02-16 | 680 MISSION KITCHEN UP GRADE UNITS. PH D 29C 25E AND 14P INSTALL NEW ELECTRICAL FOR STOVE AND COOKTOP ADD RECESSED CANS AND SWITCHED OUTLET FOR UNDERCABINET | RONAN MC CONNELL ELECTRIC | R | 3707 | 63 | 680 | MISSION ST |  | 1 | ISSUED | 2017-02-16
EW201702093480 | 2017-02-09 | INSTALLATION OF 10 SOLAR PANELS - 10 ROOF-MOUNTED SOLAR PV MODULES 280 WATTS PER MODULE 10 INTERACTIVE INVERTER TOTAL NO. OF RATING 3.2 KW. | SWANROCK INC. DBA: SKYTECH SOLAR | R | 5428F | 31 | 2615 | NEWHALL ST | 0 | 0 | ISSUED | 2017-02-09
EW201702083456 | 2017-02-08 | PANEL BURNED INSIDE. REPLACE PANEL. NEED POWER TURNED BACK ON SO PROBLEM CAN BE FOUND. ALSO HOME OWNER IS WITH OUT POWER | PAURIC ELECTRIC | R | 6348 | 002A | 742 | PARIS ST |  | 1 | ISSUED | 2017-02-08
EW201702063372 | 2017-02-06 | WIRE SMALL SHED | PAURIC ELECTRIC | R | 1091 | 11 | 218 | ANZA ST |  | 1 | ISSUED | 2017-02-06
E201702062712 | 2017-02-06 | REMODEL MASTER BATH: 3 LIGHTS 2 SWITCHES 1 RECEPTACLE 1 FAN. | HARDTKE CONSTRUCTION | R | 7001 | 50 | 162 | BEVERLY ST |  |  | ISSUED | 2017-02-06
E201702162957 | 2017-02-16 | INSTALL NEW ELECTRICAL WIRE RECEPTACLES LIGHTS SWITCHES SMOKE DETECTOR AND CARBON MONOXIDE DETECTOR. UPGRADE MAIN SERVICE TO 125 AMPS 28 LTS 15 SWITCHES 30 RECEPTS 1 GAR DISP 1 RANGES 6 SMOKE DETECTS 3 FANS 1 DISHWASHERS | POLYTEC CONSTRUCTION COMPANY INC | R | 6613 | 21 | 374 | VALLEY ST |  |  | ISSUED | 2017-02-22
E201702223075 | 2017-02-22 | INSTALL RESIDENTIAL ELEVATOR | REICA CONSTRUCTION INC | R | 6524 | 28 | 2941 | FOLSOM ST |  |  | COMPLETE | 2017-03-14
EW201702173651 | 2017-02-17 | INSTALL (29) DATA CABLES. | MCMILLAN DATA COMMUNICATIONS | C | 233 | 44 | 4 | EMBARCADERO CENTER * |  | 2640 | ISSUED | 2017-02-17
EW201702063389 | 2017-02-06 | INSTALL (220) DATA CABLES. | MCMILLAN DATA COMMUNICATIONS | C | 311 | 15 | 1 | POST ST |  | 31 | ISSUED | 2017-02-06
EW201702063394 | 2017-02-06 | INSTALL (92) DATA CABLES. | MCMILLAN DATA COMMUNICATIONS | C | 261 | 17 | 345 | CALIFORNIA ST |  | 31 | ISSUED | 2017-02-06
E201702213049 | 2017-02-21 | UPGRADING ELECTRICAL FOR ENTIRE 4 BEDROOM 2 BATHROOM HOUSE | GREEN CITY CONSTRUCTION INC | R | 864 | 4 | 71 | PIERCE ST |  |  | ISSUED | 2017-02-21
EW201702143581 | 2017-02-14 | REPLACE EXISTING ELECTRICAL 100AMP SUB-PANEL AT UNIT E303. | GREEN TECH ELECTRIC SOLUTIONS | C | 1737 | 12 | 1241 | FUNSTON AV | 0 | 303 | ISSUED | 2017-02-14
E201702072755 | 2017-02-07 | BATHROOM REMODEL 2 LIGHTS 3 SWITCHES 2 RECEPTACLES. | JPG HOMEIMPROVEMENT INC***SEE NOTES*** | R | 5912 | 25 | 880 | SILVER AV |  |  | ISSUED | 2017-02-07
E201702162968 | 2017-02-16 | KITCHEN AND BATHROOM REMODEL 8 LIGHTS 4 SWITCHES 6 RECEPTACLES 1 DISHWASHER 1 MICROWAVE 1 RANGE 2 SMOKE DETECTORS. | JPG HOMEIMPROVEMENT INC***SEE NOTES*** | R | 2979A | 27 | 27 | WEST PORTAL AV |  |  | ISSUED | 2017-02-16
E201702092838 | 2017-02-09 | REPLACE FIRE SPRINKLER MONITOR SYSTEM. | TYCO INTEGRATED SECURITY LLC | C | 809 | 21 | 398 | HAYES ST |  | 1ST FL | ISSUED | 2017-02-09
E201702162967 | 2017-02-16 | TO COMPLY WITH COMPLAINT #201653961. BRING ELECTRICAL UP TO CODE. | TEJANO ELECTRIC | C | 5696 | 36 | 1189 | TOMPKINS AV |  |  | ISSUED | 2017-02-28
E201702162970 | 2017-02-16 | INSTALL NEW RECESSED LIGHTING USING EXISTING BRANCH CIRCUIT WIRING UPGRADE ELETRICAL SUB-PANEL AND INSTALL NEW RECEPTACLES 23 LTS 8 SWITCHES 16 RECEPTS 1 FANS | LEGACY ELECTRIC | R | 589 | 40 | 2217 | PACIFIC AV | 4 |  | ISSUED | 2017-02-16
E201702162971 | 2017-02-16 | COMPLETE NEW ELECTRICAL SYSTEM TO SINGLE FAMILY RESIDENCE 64 LTS 27 SWITCHES 52 RECEPTS 1 GAR DISP 1 MICROS 1 RANGES 5 SMOKE DETECTS 2 FANS 1 DISHWASHERS | LEGACY ELECTRIC | R | 4107 | 002M | 903 | MINNESOTA ST |  |  | ISSUED | 2017-02-16
E201702233113 | 2017-02-23 | COMPLETE NEW ELECTRICAL SYSTEM TO SINGLE FAMILY RESIDENCE 57 LTS 36 SWITCHES 64 RECEPTS 1 GAR DISP 1 MICRO 1 RANGES 6 SMOKE DETECTS 3 FANS 1 DISHWASHERS | LEGACY ELECTRIC | R | 2805 | 38 | 4261 | 23RD ST |  |  | ISSUED | 2017-02-23
EW201702213694 | 2017-02-21 | 1- KITCHEN REMODEL- ELECTRICAL 2- UPGRADE SUB-PANEL IN APARTMENT 3- NEW LIGHTING IN KITCHEN | LIGHTNING SERVICES INC. | R | 713 | 64 | 1200 | GOUGH ST | 7 | 7 | ISSUED | 2017-02-21
E201702173000 | 2017-02-17 | KITCHEN REMODEL UPDATE ELECTRICAL PANEL UPDATE KITCHEN ELECTRICAL UPDATE LIGHTING | KITCHEN EXPERTS OF CA INC. | R | 2661 | 55 | 23 | GRAYSTONE TR |  |  | ISSUED | 2017-02-17
EW201702173669 | 2017-02-17 | ELECTRICAL UPGRADE FOR ENTIRE UNIT. NEW SUB PANEL | JOSEPH STUART SYKES | R | 592 | 1 | 1901 | PACIFIC AV | 0 | 4 6 | ISSUED | 2017-02-17
E201702233106 | 2017-02-23 | UNIT #407: KITCHEN AND BATHROOM RENOVATION | NOMELLINI CONSTRUCTION * ASK FOR ID * | R | 344 | 006B | 285 | TURK ST |  |  | ISSUED | 2017-02-23
E201702233105 | 2017-02-23 | UNIT #307: KITCHEN AND BATHROOM RENOVATION | NOMELLINI CONSTRUCTION * ASK FOR ID * | R | 344 | 006B | 285 | TURK ST |  |  | ISSUED | 2017-02-23
E201702082804 | 2017-02-08 | INSTALL SECURITY SYSTEM 8 CAMERAS TOTAL. | SPARK ELECTRIC | R | 231 | 23 | 2 | EMBARCADERO CENTER * |  | PROMENADE | COMPLETE | 2017-02-13
E201702142908 | 2017-02-14 | REPLACEMENT OF MAIN PANEL- 100A | Y & C ELECTRICAL.COM | R | 2346 | 4 | 2335 | 17TH AV |  |  | COMPLETE | 2017-02-17
E201702142901 | 2017-02-14 | APT F3-306 REPLACE LIGHTS PLUGS SWITCHES IN UNIT. | PS2 INC | R | 750 | 19 | 1535 | EDDY ST |  |  | ISSUED | 2017-02-14
E201702142899 | 2017-02-14 | APT F2-303 REPLACE LIGHTS PLUGS SWITCHES IN UNIT. | PS2 INC | R | 731 | 17 | 1345 | FILLMORE ST |  |  | ISSUED | 2017-02-14
E201702273190 | 2017-02-27 | REPLACE LIGHT INSTALL A PLUG FOR NEW WATER HEATER TANKLESS UNIT. 1 LIGHT 1 SWITCH 2 RECEPTACLES. | FORTITUDE CONSTRUCTION INC. | R | 133 | 16 | 442A | VALLEJO ST |  |  | ISSUED | 2017-02-27
E201702243142 | 2017-02-24 | UNIT 40 RESIDENTIAL REWIRE 1 LIGHT 1 SWITCH 5 RECEPTACLES. | GARCIA & SON ELECTRIC INC | R | 6652 | 5 | 38 | HARPER ST |  | UNIT 40 | COMPLETE | 2017-03-14
EW201702143590 | 2017-02-14 | INSTALL CONDUIT AND WIRING FOR APPROXIMATELY 14 LIGHT FIXTURES 12 RECEPTACLES AND LIGHTING CONTROLS. | N P I ELECTRICAL | C | 309 | 22 | 275 | POST ST |  | 3 | ISSUED | 2017-02-14
E201702032692 | 2017-02-03 | MOVE CEILING PIPE INSIDE JOINTS FROM OUTSIDE CELING: 31 LIGHTS 6 SWITCHES 22 RECEPTACLES. 1/F RECONFIGURE FLOOR. | STRONG TOWER CONSTRUCTION | R | 5359 | 6 | 1631 | SHAFTER AV |  |  | ISSUED | 2017-02-03
E201702223069 | 2017-02-22 | CC AND FINAL FOR ALL WORK COMPLETED UNDER EW201606168777. | FUSION ELECTRIC | R | 1939 | 1 | 800 | AVENUE H * |  |  | ISSUED | 2017-02-22
EW201702193672 | 2017-02-19 | REWIRE WHOLE HOUSE WITH 200 AMPS SERVICE. | K F L ELECTRIC | R | 1839 | 22 | 1440 | 15TH AV |  | 1 | ISSUED | 2017-02-19
E201702213017 | 2017-02-21 | COMPLETE HOUSE REWIRING. | SPECTRUM SYSTEMS SF | R | 77 | 36 | 453 | LOMBARD ST |  |  | ISSUED | 2017-02-21
E201702172980 | 2017-02-17 | UNITE # 27: 3 LIGHTS 3 SWITCHES 10 RECEPTACLES 1 FAN 1 DISHWASHER 1 MICROWAVE 2 SMOKE DETECTORS 6 CIRCUITS FEEDERS NO. & SIZE; 8; UPGRADE ELECTRICAL | MENDEZ-ORTIZ CONSTRUCTION INC | R | 3650 | 50 | 240 | CHATTANOOGA ST |  | 3RD FLOOR | ISSUED | 2017-02-17
E201702082783 | 2017-02-08 | INSTALL 1 SWITCH | ANTHONY SACHELLI REMODELING | R | 5663 | 1 | 200 | ANDERSON ST |  |  | ISSUED | 2017-02-08
E201702233109 | 2017-02-23 | INSTALL (1) 30A 240V OUTLET FOR DRYER AND (1) 15A 110V OUTLET FOR WASHER 2 RECEPTACLES. | SINGHA CONSTRUCTION INC | R | 713 | 48 | 1200 | GOUGH ST | 4 |  | ISSUED | 2017-02-23
E201702102856 | 2017-02-10 | REHABILITATE (E) KITCHEN RELOCATE BATHROOM INSTALL WASHER & DRYER 4 LIGHTS 12 SWITCHES 16 RECEPTACLES 1 FAN 1 DISHWASHER | D F K Y CONSTRUCTION INC | R | 3608 | 60 | 3659 | 20TH ST | 0 |  | ISSUED | 2017-02-10
EW201702273823 | 2017-02-27 | BATHROOM REMODEL NEW ELECTRICAL WIRING | URIAS ELECTRIC | R | 1247 | 43 | 650 | COLE ST | 650 | 650 | ISSUED | 2017-02-27
E201702082809 | 2017-02-08 | REMODEL BATHROOM 2 LIGHTS 1 SWITCHES. | SYSTEM OPERATION SERVICES INC | R | 862 | 34 | 122 | SCOTT ST |  |  | ISSUED | 2017-02-08
E201702022675 | 2017-02-02 | REMODEL ONE KITCHEN/BATH ADD 80 AMP SUB PANEL FOR NEW ELECTRICAL ADD 14 CAN LIGHTS 5 GFCI FOR KITCHEN AND BATHROOM VENT WITH LIGHT ADD TANKLESS WATER HEATER. 1 SERVICE EXISTING 100 AMP 14 LIGHTS 5 SWITCHES 8 RECEPTACLES 1 FAN 1 DISHWASHER 1 GARBAGE DISPOSAL 1 MICROWAVE 1 RANGE & 3 SMOKE DETECTORS. | N A V R O | R | 4942 | 32 | 1271 | GILMAN AV |  |  | ISSUED | 2017-02-02
E201702273196 | 2017-02-27 | REF E201701302592. FEES PAID ON PERMIT E201701302592. MOMENTUM ELECTRICAL CONTRACTORS EXECUTED THE WORK. WORK DESCRIPTION: UNIT #333A: 2ND FLOOR - 62 LIGHTS 19 SWITCHES 36 RECEPTACLES 1 SMOKE DETECTOR; SERVICE NO. & SIZES: 100 AMP 208 3 PH; NEW SUBPANEL LIGHTS OUTLETS SWITCHES LTC CONTROL UCSF MEDICAL - 1569 SLOAT BLVD. STE 333A UPSTAIRS 2ND FLOOR ABOVE ROSS | MOMENTUM ELECTRICAL CONTRACTORS INC | R | 7255 | 3 | 1569 | SLOAT BL | 333 |  | ISSUED | 2017-02-27
E201702022663 | 2017-02-02 | 2 BATHROOM RENOVATIONS NEW EXHAIUST FAN NEW OUTLETS GFCI NEW 6" RECESSED LIGHTS. | SUPERB BUILDERS INC | R | 1650 | 41 | 772 | 08TH AV | 3 |  | ISSUED | 2017-02-02
E201702102869 | 2017-02-10 | BASEMENT: REPLACE INCANDENCY LIGHT WITH LED REPLACE GFIC OUTLET 3 LTS 1 SWITCHES 2 RECEPTS | SUPERB BUILDERS INC | R | 1104 | 8 | 2455 | OFARRELL ST |  |  | ISSUED | 2017-02-10
EW201702143582 | 2017-02-14 | DEL & INSTALL 5 WORKSTATIONS | PROGRESSIVE ASSEMBLY CORPORATION | C | 3709 | 19 | 50 | FREMONT ST |  | 22 | COMPLETE | 2017-02-16
E201702213025 | 2017-02-21 | 35 LIGHTS 20 SWITCHES 50 RECEPTACLES 2 FANS 24 CIRCUITS 1 DISHWASHER 1 GARBAGE DISPOSAL 1 MICROWAVE 1 RANGE 4 SMOKE DETECTORS REFRIGERATOR RANGE HOOD ON-DEMAND WATER HEATER | NORTHWARD CONSTRUCTION | R | 1748 | 22 | 122 | HUGO ST |  | 2ND FLOOR | ISSUED | 2017-02-21
E201702213044 | 2017-02-21 | ALL WORK BEING DONE ON 1ST FLOOR AND MEZZANINE INSTALL 18 CAT6 CABLES. | INSTALAN SYSTEMS | R | 3980 | 95 | 310 | CAROLINA ST | 201 |  | ISSUED | 2017-02-21
E201702012648 | 2017-02-01 | THEATRE NEW AC UNIT ON ROOF DEMO +REUSE WIRING FOR NEW FCU ADD SURFACE MOUNTED FIXTURES ADD 8 RECEPTS | SAN FRANCISCO POWER | C | 4034 | 4 | 1695 | 18TH ST |  |  | ISSUED | 2017-02-01
E201702082799 | 2017-02-08 | UNIT #1 UPGRADE ELECTRICAL NEW SUB PANEL REWIRE UNIT. | BOSS CONSTRUCTION INC. | R | 1200 | 013B | 430 | BAKER ST |  |  | ISSUED | 2017-02-08
E201702092832 | 2017-02-09 | KITCHEN REMODELING: 25 LIGHTS 10 OUTLETS 10 CIRCUITS | ESCAMILLA ELECTRIC | C | 1436 | 43 | 331 | CLEMENT ST |  | 1ST FLOOR | ISSUED | 2017-02-09
E201702213028 | 2017-02-21 | UFER GROUND | BC UNITED CONSTRUCTION INC | R | 3564 | 4 | 314 | SANCHEZ ST |  |  | ISSUED | 2017-02-21
E201702132889 | 2017-02-13 | INSTALL CONDUIT AND WIRING FOR 120V POWER TO 2 ADA ENTRY DOOR CONTROLLERS INSTALL DOOR CONTROLLERS INSTALL CONDUIT FOR RELATED CONTROLS. |  | C | 3577 | 001A | 630 | VALENCIA ST |  |  | COMPLETE | 2017-02-28
EW201702033357 | 2017-02-03 | LEVEL 3 (I.E. 8 600 SQ FT) ¿TENANT IMPROVEMENT¿ CHANGES AND/OR ADDITIONS TO THE ELECTRICAL DISTRIBUTION EQUIPMENT BRANCH CIRCUIT WIRING DEVICES LIGHTING FIXTURES BUILDING FIRE ALARM SYSTEM AND MECHANICAL/PLUMBING EQUIPMENT. LOW-VOLTAGE TELE/DATA AND SECURITY SYSTEM(S) CABLING SCOPE OF WORK TO BE PERFORMED BY OTHER C-10 ELECTRICAL SUBCONTRACTOR UNDER SEPARATE SFDBI ELECTRICAL PERMIT(S). | DECKER ELECTRIC CO INC | C | 3794 | 22 | 135 | TOWNSEND ST |  | 3 | ISSUED | 2017-02-03
EW201702033337 | 2017-02-03 | MCKESSON RESTACK - TI & LIFE SAFETY | MCMILLAN BROS ELECTRIC | C | 311 | 15 | 1 | POST ST |  | 35 | ISSUED | 2017-02-03
EW201702133531 | 2017-02-13 | FDIC - REPLACE FIRE PUMP CONTROLLER | MCMILLAN BROS ELECTRIC | C | 3708 | 97 | 25 | JESSIE ST | 0 | 1 | ISSUED | 2017-02-13
EW201702073407 | 2017-02-07 | FURNITURE WHIPS POWER POLE RECEPTACLES | SIERRA ELECTRIC CO | C | 3721 | 89 | 101 | 02ND ST |  | 5 | ISSUED | 2017-02-07
E201702012638 | 2017-02-01 | INSTALL 5 LED DOWN LIGHTING FIXTURES TO (E) AWNING AND SIGN. | ARROW SIGN COMPANY | C | 740 | 14 | 706 | POLK ST |  |  | ISSUED | 2017-02-01
EW201702083455 | 2017-02-08 | NEW RECEPTACLES AND FIXTURES @ SF SPCA - 2500 16TH STREET 2ND FLOOR | PAGANINI ELECTRIC CORP(SEE SIGNATORIES) | C | 3927 | 4 | 2500 | 16TH ST |  | 2 | ISSUED | 2017-02-08
EW201702223699 | 2017-02-22 | INSTALL (1) SMOKE DETECTOR @ MELLON CAPITAL - 50 FREMONT STREET 18TH FLOOR | PAGANINI ELECTRIC CORP(SEE SIGNATORIES) | C | 3709 | 19 | 50 | FREMONT ST |  | 18 | COMPLETE | 2017-02-24
EW201702133518 | 2017-02-13 | DEMO WORK AT MATTHEWS ASIA - 4 EMBARCADERO CENTER 5TH & 6TH FLOORS | PAGANINI ELECTRIC CORP(SEE SIGNATORIES) | C | 233 | 44 | 4 | EMBARCADERO CENTER * |  | 5 | COMPLETE | 2017-03-08
EW201702273796 | 2017-02-27 | LIFE SAFETY / ELECTRICAL - 14TH FLOOR ES3976 | C B F INC | C | 259 | 29 | 315 | MONTGOMERY ST |  | 14 | ISSUED | 2017-02-27
EW201702273799 | 2017-02-27 | REWIRE STORE | BLUE LIGHT ELECTRIC | C | 4266 | 36 | 2781 | 24TH ST |  | 1 | ISSUED | 2017-02-27
E201702152941 | 2017-02-15 | ENTIRE UNIT REWIRE LTS SWITCHES RECEPTS GAR DISP MICRO RANGES SMOKE DETECTS HYDRO MASSAGE TUB FANS DISHWASHER | JAMES M REID: DBA HABITAT FOR HOMELESS | R | 4003 | 41 | 254 | MISSOURI ST | 0 |  | ISSUED | 2017-03-07
EW201702013284 | 2017-02-01 | METRO JOB #64255 - 2ND FLOOR - CATHAY PACIFIC - DATA FURNITURE FEEDS | METROPOLITAN ELECTRICAL CONSTRUCTION | C | 295 | 6 | 360 | POST ST |  | 2 | COMPLETE | 2017-02-24
EW201702033346 | 2017-02-03 | INSTALL (300) CABLES ON THE 10TH FLOOR FOR SCHWAB - 64520 | METROPOLITAN ELECTRICAL CONSTRUCTION | C | 3740 | 33 | 211 | MAIN ST |  | 10 | ISSUED | 2017-02-03
EW201702093488 | 2017-02-09 | UNIT # 16 UNIT REMODEL | PADILLA'S ELECTRIC | R | 322 | 10 | 675 | O'FARRELL ST |  | 4 | ISSUED | 2017-02-09
E201702152947 | 2017-02-15 | REMODEL (E) BATH ADD 1 NEW BATH. 4 LIGHTS 4 SWITCHES 2 RECEPTACLES 2 FANS. | SURE INC. | R | 825 | 8 | 952 | OAK ST | 0 |  | ISSUED | 2017-02-15
EW201702213686 | 2017-02-21 | CATEGORY 4. RETROFIT FIRE ALARM SYSTEM. ONE FOR ONE BASIS. REPLACE 1 X FACU. 11 X MANUAL PULL STATIONS. 32 X SMOKE DETECTORS. 1 X RELAY ELEVATOR RECALL. CONNECT TO EXISTING FLOW AND TAMPER SWITCH. CONNECT TO EXISTING HORNS/BELLS. | B B J ELECTRIC INC | R | 742 | 9 | 770 | VAN NESS AV |  | 1 | ISSUED | 2017-02-21
EW201702173645 | 2017-02-17 | INSTALL 15 SMALL WORKSTATION | PIVOT INTERIORS INC | C | 208 | 28 | 655 | MONTGOMERY ST |  | 1950 | ISSUED | 2017-02-17
EW201702133535 | 2017-02-13 | SURVEY TO CLEAR NOV | CENTURY ELECTRIC CONST | R | 4227 | 1 | 1200 | INDIANA ST |  | 1 | ISSUED | 2017-02-13
EW201702083460 | 2017-02-08 | REPLACE DAMAGED WIRE AND WEATHER HEAD TO THE MAIN SERVICE DUE TO A FALLING TREE. | KORBES ELECTRIC | R | 2861 | 017A | 220 | SAN MARCOS AV |  | 1 | COMPLETE | 2017-02-16
EW201702073428 | 2017-02-07 | BATHROOM REMODEL | KORBES ELECTRIC | R | 3282 | 3 | 115 | KENWOOD WY |  | 1 | ISSUED | 2017-02-07
EW201702173647 | 2017-02-17 | ELECTRICAL WORK - INSPECTION FOR TRANSFORMER IN GARAGE | CAPITOL ELECTRIC CONST | C | 259 | 26 | 555 | CALIFORNIA ST | 0 | 1 | ISSUED | 2017-02-17
EW201702243758 | 2017-02-24 | ELECTRICAL WORK - OUTLETS | CAPITOL ELECTRIC CONST | C | 236 | 19 | 150 | CALIFORNIA ST |  | 10 | COMPLETE | 2017-03-07
E201702092840 | 2017-02-09 | UPGRADE ELECTRICAL SERVICE TO 100 AMPS 120V/240V SINGLE PHASE | TAK TAM ELECTRIC CO | R | 2189 | 001B | 2135 | 28TH AV |  |  | COMPLETE | 2017-02-16
E201702092842 | 2017-02-09 | UPGRADE ELECTRICAL SERVICE TO 100 AMPS 120V/240V SINGLE PHASE | TAK TAM ELECTRIC CO | R | 1570 | 014A | 644 | 28TH AV |  |  | COMPLETE | 2017-02-10
E201702102866 | 2017-02-10 | BATHROOM. 1 LT 1 GFI 1 SWITCH 1 FAN | COSMOS ELECTRIC CO **CHECK ID & NOTE*** | R | 1457 | 22 | 6130 | GEARY BL |  |  | COMPLETE | 2017-02-28
EW201702103499 | 2017-02-10 | INSTALL UFER GROUND | RORTECH ELECTRIC | R | 1212 | 14 | 2070 | FELL ST | 0 | 1 | COMPLETE | 2017-02-13
EW201702173649 | 2017-02-17 | BUILD OUT FOR OFFICE SPACE IN THE BACK | LORI KATZ GROUP INC. | C | 302 | 14 | 882 | GEARY ST |  | 1 | ISSUED | 2017-02-17
EW201702143577 | 2017-02-14 | 14 WORKSTATION FOR MODULAR PARTITIONS ONLY. | SERVICE WEST INC | C | 263 | 11 | 101 | CALIFORNIA ST |  | 28 | COMPLETE | 2017-02-14
E201702273193 | 2017-02-27 | DEN REMODEL 8 LTS 2 SWITCHES 3 RECEPTS | G C ELECTRIC | R | 3104 | 20 | 301 | SANTA CLARA AV |  |  | ISSUED | 2017-02-27
E201702213045 | 2017-02-21 | REPLACEMENT OF FIRE ALARM PANEL AND DETECTORS. FIRE ALARM PANEL REPLACEMENT. | FIRELECTRIC | R | 1433 | 7 | 439 | ARGUELLO BL |  | LOBBY | ISSUED | 2017-02-21
E201702213048 | 2017-02-21 | FIRE ALARM PANEL & HORN REPLACEMENT. FIRE ALARM PANEL REPLACEMENT. | FIRELECTRIC | R | 2854 | 5 | 130 | GARDENSIDE DR |  | MAIN LEVEL | ISSUED | 2017-02-21
E201702273171 | 2017-02-27 | INSTALLATION PARTITIONS TO ADD ONE BEDROOM: 3 LIGHTS 6 SWITCHES 6 RECEPTACLES 1 DISHWASHER 3 SMOKE DETECTORS. | J. HO CONSTRUCTION INC | R | 708 | 21 | 1489 | WEBSTER ST |  | 10/F #1006 | ISSUED | 2017-02-27
EW201702173654 | 2017-02-17 | UPGRADE UNIT SUBPANEL TO 100 AMP INSTALL NEW WASHER AND DRYER OUTLET AND NEW MICROWAVEHOOD OUTLET | WELLS ELECTRICAL INC | R | 3540 | 93 | 138 | NOE ST |  | 1 | ISSUED | 2017-02-17
EW201702023314 | 2017-02-02 | INSTALL FEEDERS FROM NEW GROUP METERING TO RESIDENTIAL UNITS. | A & E ELECTRICAL CO. INC. | R | 319 | 22 | 775 | GEARY ST |  | 1 | ISSUED | 2017-02-02
E201702092816 | 2017-02-09 | 1 KITCHEN 4 BATHROOMS 5 BEDROOMS 1 FAMILYROOM 1 LIVINGROOM 1 WETBAR 60 LTS 45 SWITCHES 30 RECEPTS 1 GAR DISP 1 MICRO 8 SMOKE DETECTS 6 FANS 1 DISHWASHERS | H D CONSTRUCTION COMPANY | R | 2472 | 2 | 2619 | 24TH AV |  |  | ISSUED | 2017-02-09
E201702243137 | 2017-02-24 | KITCHEN REMODEL: 8 NEW LTS 4 NEW SWITCHES 10 NEW RECEPTS 1 GAR DISP 1 MICRO 1 DISHWASHER | MAR ELECTRIC SERVICE | R | 3619 | 37 | 971 | CHURCH ST |  |  | ISSUED | 2017-02-24
E201702092837 | 2017-02-09 | KITCHEN REWIRE / UPGRADE ADD SUBPANEL UPGRADE SERVICE TO 100 AMPS | MICHAEL J MARIANI ELECTRIC INC | R | 1890 | 017A | 3832 | LAWTON ST |  |  | ISSUED | 2017-02-09
EW201702083449 | 2017-02-08 | PROVIDE 200AMP UNDERGROUND SERVICE | CANNING ELECTRIC INC | C | 3727 | 96 | 1133 | MISSION ST |  | 0 | ISSUED | 2017-02-08
EW201702073431 | 2017-02-07 | PROVIDE POWER & INSTALL NEW LIGHTING WITH LOCAL SWITCHING ON THE GROUND FLOOR. | CANNING ELECTRIC INC | C | 3727 | 91 | 1125 | MISSION ST |  | 1 | ISSUED | 2017-02-07
EW201702083442 | 2017-02-08 | PROVIDE NEW OVERHEAD 100AMP SERVICE | CANNING ELECTRIC INC | C | 3760 | 117 | 36 | MORRIS ST |  | 0 | COMPLETE | 2017-02-09
EW201702223721 | 2017-02-22 | INSTALL AND TERMINATE A UFER GROUND | CELTIC ELECTRIC | R | 479 | 002D | 2925 | VAN NESS AV |  | 1 | ISSUED | 2017-02-22
E201702022670 | 2017-02-02 | INSTALLATION OF 5 METER SERVICE 200 AMP EQUIVALENT | VETERANS ELECTRIC | R | 1522 | 011A | 467 | 22ND AV |  |  | COMPLETE | 2017-03-02
EW201702013298 | 2017-02-01 | T.I. NEW LIGHTS RECEPTACLES CASH WRAP | SMITH MORTON ELECTRICAL INC. | C | 313 | 1 | 103 | GEARY ST |  | 1 | ISSUED | 2017-02-01
EW201702013297 | 2017-02-01 | DATA CABLES | SMITH MORTON ELECTRICAL INC. | C | 327 | 12 | 100 | POWELL ST |  | 1 | ISSUED | 2017-02-01
E201702172985 | 2017-02-17 | REPLACE (3) BASEBOARD HEATERS WITH NEW UNITS. | FLASH ELECTRIC **CK ID****** | R | 529 | 1 | 2765 | GOUGH ST |  |  | ISSUED | 2017-02-17
EW201702063375 | 2017-02-06 | UPGRADE THE OVERHEAD SERVICE 200A 120V/240V. 2 METERS. | MIN'S ELECTRIC INC | R | 1465 | 020A | 410 | 34TH AV |  | 0 | COMPLETE | 2017-02-24
EW201702223697 | 2017-02-22 | UNIT #306. INSTALL 8 CANS IN LIVING ROOM. KITCHEN INSTALL 4 CANS AND 2 LIGHTS. | MIN'S ELECTRIC INC | R | 214 | 71 | 1250 | CLAY ST | 306 | 4 | ISSUED | 2017-02-22
E201702082775 | 2017-02-08 | RELOCATE ELECTRICAL METER AND SERVICE UPGRADE 200A | BAMBOO GREEN ELEC IND CO | R | 4337 | 9 | 3000 | CESAR CHAVEZ ST |  |  | ISSUED | 2017-02-08
E201702102848 | 2017-02-10 | DATA COMM. AND WIRELESS SYSTEMS: NUMBER OF CABLES (211) | SIGNAL SOLUTIONS CORP | C | 3718 | 26 | 201 | MISSION ST |  | 10TH FLOOR | ISSUED | 2017-02-10
E201702092819 | 2017-02-09 | INSTALL NEW LIGHT ON CEILING + FAN 4 LTS 1 FANS | DUNRITE CONSTRUCTION | R | 2700 | 20 | 4594 | 19TH ST |  |  | ISSUED | 2017-02-09
E201702092827 | 2017-02-09 | INSTALL EXHAUST HOOD AND OUTLET | C & C GENERAL ENGINEERING INC. | C | 739 | 17 | 826 | VAN NESS AV |  |  | ISSUED | 2017-02-09
EW201702153602 | 2017-02-15 | INSTALL FIRE SPRINKLER MONITORING SYSTEM WITH LIFE SAFETY WITNESS TEST | SAN FRANCISCO FIRE PROTECTION | R | 942 | 28 | 2741 | GREENWICH ST |  | 0 | COMPLETE | 2017-02-17
EW201702023328 | 2017-02-02 | REWIRING KITCHEN AND BATH | Y G ELECTRIC INC | R | 3637 | 57 | 725 | CAPP ST |  | 2 | ISSUED | 2017-02-02
EW201702233734 | 2017-02-23 | INCLUDES SWAPPING FIXTURE FOR FIXTURE AND ADDING AND OR REPLACING RECEPTACLES AND SWITCHES. INCLUDES ADDING A LOAD CENTER PANEL. | HAROLD E NUTTER INC. | C | 697 | 39 | 1400 | GEARY BL |  | 7 | ISSUED | 2017-02-23
E201702102847 | 2017-02-10 | RELOCATE SOME ELECTRICAL WIRING RE-INSTALL 3 LTS 6 SWITCHES 8 RECEPTS 2 CIRCUITS | FRANMORE ELECTRIC | R | 3788 | 60 | 650 | 02ND ST | 402 |  | ISSUED | 2017-02-10
EW201702173653 | 2017-02-17 | NEW 100 AMP OVERHEAD ELECTRICAL SERVICE | WIES ELECTRIC | R | 2473 | 25 | 2682 | 24TH AV |  | 1 | COMPLETE | 2017-02-23
EW201702093476 | 2017-02-09 | INSTALL NEW 2 HEAD EMERGENCY LIGHTS IN BACKSTAIRS | CASTELLINO ELECTRIC INC | R | 741 | 010A | 665 | EDDY ST |  | 1 | COMPLETE | 2017-02-21
E201702072766 | 2017-02-07 | UPGRADE WIRING IN HOME 100 LIGHTS 30 SWITCHES 40 RECEPTACLES 2 FANS 1 DISHWASHERS 1 GARBAGE DISPOSAL 1 MICRWOAVE 1 RANGE 5 SMOKE DETECTORS SUBPANEL 200A SERVICE UPGRADE UFER. | H M W DEVELOPMENT INC | R | 2702 | 20 | 199 | CASELLI AV |  |  | ISSUED | 2017-02-07
E201702213052 | 2017-02-21 | INSTALL NEW ELECTRICAL METER FINAL FOR ALL WORK ON PERMIT E201208154558.. | WING TAI ELECTRIC | R | 1412 | 19 | 2034 | CLEMENT ST |  |  | ISSUED | 2017-02-21
E201702213053 | 2017-02-21 | INSTALL NEW ELECTRICAL METER FINAL FOR ALL WORK ON PERMIT E201208154558. | WING TAI ELECTRIC | R | 1412 | 19 | 2036 | CLEMENT ST |  |  | ISSUED | 2017-02-21
EW201702023322 | 2017-02-02 | INSTALL UFER ROUND IN NEW GRADE BEAM. REROUTE 5 EXISTING CONDUITS TO ALLOW FOR NEW BEAM | AW ELECTRICAL INC | R | 1168 | 49 | 2470 | FULTON ST | 0 | 1 | ISSUED | 2017-02-02
E201702233129 | 2017-02-23 | RE-WIRE FOR NEW KITCHEN & BATH & COMMON AREA. INSTALL 20 LIGHTS 10 SWITCHES 16 RECEPTACLES 1 FAN 1 DISHWASHER 1 GARBAGE DISPOSAL 1 MICROWAVE 1 RANGE 2 SMOKE DETECTORS. | LARA CONSTRUCTION (KALIX INC) | R | 4095 | 15 | 888 | DE HARO ST |  | 1/F | ISSUED | 2017-02-23
E201702092814 | 2017-02-09 | REMODEL KITCHEN & BATH. 2 LIGHTS 4 SWITCHES 4 RECEPTACLES 1 FAN 1 DISHWASHER. | DARREN LEE | R | 2719B | 7 | 150 | GRAYSTONE TR | 0 | #4 | ISSUED | 2017-02-09
EW201702253775 | 2017-02-25 | TEMP POWER POLE | C J CONSTRUCTION | R | 1066 | 30 | 680 | SPRUCE ST |  | 1 | ISSUED | 2017-02-25
E201702062726 | 2017-02-06 | REMODEL ONE BATHROOM & ONE KITCHEN- 6 LIGHTS 6 SWITCHES 1 FAN 1 DISHWASHER 1 MICROWAVE & 1 RANGE. | FRANK LOK YU COMPANY | R | 4151 | 001A | 2723 | 22ND ST |  |  | ISSUED | 2017-02-06
EW201702213695 | 2017-02-21 | NEW 200 AMP SERVICE UF GROUNDING WIRING THE WHOLE HOUSE INSTALL LIGHTS RECEPTACLES ONE SUB PANEL SD/CD | RAY'S ELECTRICAL | R | 0488A | 18 | 32 | AVILA ST |  | 2 | ISSUED | 2017-02-21
E201702062725 | 2017-02-06 | SOLAR: PLAN 1184 18 PV MODS 345 WATTS PER MOD 6.210 = DC KW SYSTEM | LUMINALT ENERGY CORPORATION | R | 562 | 20 | 2455 | VALLEJO ST |  |  | COMPLETE | 2017-02-13
E201702092812 | 2017-02-09 | SOLAR: PLAN 1186 13 PV MODS 345 WATTS PER MOD 4.485 = DC KW SYSTEM | LUMINALT ENERGY CORPORATION | R | 1376 | 40 | 126 | 17TH AV |  |  | COMPLETE | 2017-02-21
E201702062723 | 2017-02-06 | SOLAR: PLAN 1182 14 PV MODS 327 WATTS PER MOD 4.578 = DC KW SYSTEM | LUMINALT ENERGY CORPORATION | R | 5616 | 17 | 185 | LUNDYS LN |  |  | COMPLETE | 2017-02-27
E201702032690 | 2017-02-03 | REPLACING ELECT PANEL 240 VOLTS 100 AMPS NEW WIRES #4 THHN | VALLA H & R ELECTRIC | R | 1605 | 11 | 781 | 39TH AV |  |  | ISSUED | 2017-02-03
EW201702073419 | 2017-02-07 | ELECTRICAL PERMIT FOR 278 MODULAR POWER BEAMS WITH 36 BASEFEED CONNECTIONS. 2MD & 3RD FLOOR | ONE WORKPLACE L-FERRARI INC. (SEE NOTES) | C | 3593 | 1 | 2300 | HARRISON ST |  | 2 | ISSUED | 2017-02-07
E201702152929 | 2017-02-15 | 1ST FLOOR: 20 LIGHTS 15 SWITCHES 40 RECEPTACLES 2 FANS 2 DISHWASHER 2 GARBAGE DISPOSAL 2 MICROWAVE 2 RANGES 6 SMOKE DETECTORS 30 CIRCUITS SERVICE NO. & SIZE: 1 - 200 AMPS; FEEDERS NO. & SIZE 1; ELECTRICAL REMODEL; REF BLDG PERMIT AP # 201609309261 | LAP ELECTRIC INC | R | 579 | 16 | 2051 | BROADWAY * |  | 1ST FLOOR | ISSUED | 2017-02-15
E201702072756 | 2017-02-07 | INSTALL TEMP POWER- 200A OVERHEAD. | UNITED SITE SERVICES OF CALIFORNIA INC. | R | 6190 | 3 | 108V | DELTA ST |  |  | ISSUED | 2017-02-07
EW201702023324 | 2017-02-02 | REWIRE OF HOUSE AND ADDITION; INSTALLATION OF NEW 200 AMP SERVICE | KEVIN REILLY ELECTRIC | R | 2412 | 32 | 2424 | 14TH AV |  | 1 | ISSUED | 2017-02-02
EW201702223720 | 2017-02-22 | 200 AMP SERVICE UPGRADE | BIT ELECTRICAL INC | R | 1827 | 4 | 1435 | 26TH AV |  | 1 | COMPLETE | 2017-02-27
E201702082810 | 2017-02-08 | 1ST FLOOR: REMODEL POWDER ROOM ADD 2 BEDROOMS 1 OFFICE BATHROOM MUDROOM. 2ND FLOOR: REMODEL KITCHEN DINING ROOM BATHROOM ADD 1 BEDROO - BATH - GAME ROOM & STUDYROOM. 3RD FLOOR: REMODEL KITCHEN DINING ROOM BATHROOM ADD 2 BEDROOMS -OFFICE - BATHROOM 70 LTS 45 SWITCHES 150 RECPETS 2 GAR DISP 2 MICRO 2 RANGES 30 SMOKE DETECTS 8 FANS 2 DISHWASHERS | ALLIED TEAMWORK CONSTRUCTION CO | R | 3634 | 001A | 62 | SAN JOSE AV |  |  | ISSUED | 2017-02-10
E201702243156 | 2017-02-24 | REWIRE UNIT 60 LIGHTS 40 SWITCHES 80 RECEPTACLES 12 FANS 1 DISHWASHER 2 GARBAGE DISPOSAL 2 MICROWAVE 2 RANGES 35 SMOKE DETECTORS. | ALLIED TEAMWORK CONSTRUCTION CO | R | 3614 | 93 | 2576 | FOLSOM ST | 0 |  | ISSUED | 2017-02-24
E201702012637 | 2017-02-01 | RETAIL SPACE: 20 LTS 20 SWITCHES 18 RECEPTS 3 FANS | BONILLA CONSTRUCTION | C | 669 | 11 | 1172 | SUTTER ST |  |  | ISSUED | 2017-02-01
EW201702023326 | 2017-02-02 | INSTALL NEW 200 AMP MAIN SERVICE. | D M R ELECTRIC | R | 1654 | 43 | 700 | 12TH AV |  | 1 | ISSUED | 2017-02-02
EW201702143591 | 2017-02-14 | REWIRE 1 BEDROOM 1 BATHROOM UNIT INCLUDING 12 SWITCHES 27 RECEPTACLES 17 CAN LIGHTS 2 OUTSIDE LIGHTS 1 FAN/ HEATER FULL ELECTRICAL | ARTHUR MCCAUGHEY ELECTRIC | R | 3636 | 17 | 3352 | 23RD ST |  | 1 | ISSUED | 2017-02-14
EW201702023309 | 2017-02-02 | INSTALLATION OF 162 MODULAR WORKSTATIONS | ALL MODULAR SYSTEMS INC. | C | 3736 | 123 | 235 | 02ND ST | 0 | 4 | ISSUED | 2017-02-02
EW201702173659 | 2017-02-17 | INSTALLATION OF 10 MODULAR WORKSTATIONS | ALL MODULAR SYSTEMS INC. | C | 263 | 11 | 101 | CALIFORNIA ST |  | 4550 | ISSUED | 2017-02-17
EW201702023303 | 2017-02-02 | 2.65 KW ROOF MOUNT SOLAR NEW 125 AMP SUB-PANEL TO BE INSTALLED MAIN BREAKER DERATE: REPLACE EXISTING MAIN BREAKER WITH NEW 100 AMP MAIN BREAKER - 10 ROOF-MOUNTED SOLAR PV MODULES 265 WATTS PER MODULE 1 INTERACTIVE INVERTER TOTAL NO. OF RATING 2.65 KW. | SUNRUN INSTALLATION SERVICES INC | R | 2636 | 37 | 385 | CRESTMONT DR |  | 2 | ISSUED | 2017-02-02
E201702012630 | 2017-02-01 | WORK IN UNIT #1: MASTER BATHROOM REMODEL: 3 NEW LED CAN LIGHTS REPLACE NEW PLUGS AND SWITCHES | AMERICA'S VINYL EXTERIORS INC DBA AMERIC | R | 2754 | 47 | 178 | GRAND VIEW AV | 1 | 2ND FLR | COMPLETE | 2017-03-07
E201702072768 | 2017-02-07 | WORK IN BATHROOM & STORAGE ROOM AT GARAGE. INSTALL 10 LIGHTS 5 SWITCHES 5 RECEPTACLES. | BAY C T CONSTRUCTION INC | R | 6309 | 028A | 833 | SUNNYDALE AV |  | BASEMENT | ISSUED | 2017-02-07
E201702233124 | 2017-02-23 | KITCHEN AND BATHROOM REMODEL ADD (1) BATH 20 LIGHTS 8 SWITCHES 20 RECEPTACLES 2 FANS 1 DISHWASHER 1 GARBGE DISPOSAL 1 MICROWAVE 1 RANGE 1 HYDRO-MASSAGE TUB 6 SMOKE DETECTOR REF 201701046508. | KENT DENG | R | 1725 | 51 | 2407 | LINCOLN WY |  |  | ISSUED | 2017-02-23
EW201702153619 | 2017-02-15 | THIS PROJECT IS FOR THE HOA (WHOLE BUILDING) BUT THIS IS THE OWNER THAT IS COORDINATING. PULL A NEW CIRCUIT TO A TIMER AND INSTALL TWO LED OUTDOOR LIGHTS ON THE NEW SWITCH LEG. | LIGHTS OUT INC | R | 512 | 18 | 3140 | SCOTT ST |  | 0 | ISSUED | 2017-02-15
E201702012634 | 2017-02-01 | REMODEL (E) KITCHEN LIKE FOR LIKE- 8 LIGHTS 4 SWITCHES 8 RECEPTACLES 1 DISHWASHER 1 GARBAGE DISPOSAL 1 MICROWAVE 1 RANGE KITCHEN HOOD. | S & K CONSTRUCTION | R | 1557 | 9 | 565 | 14TH AV |  |  | ISSUED | 2017-02-01
EW201702083435 | 2017-02-08 | REPLACE NEW 100AMP METER TO 150AMP. SERVICE TO REMAIN. NEED TO REPLACE THE METER AND MAIN BREAKER. PULL OUT 100AMP CABLES INSTALL 150AMP. YOU JUST DID THIS INSPECTION OWNER CHANGED THERE MIND. | PAURIC ELECTRIC | R | 7047 | 27 | 2594 | SAN JOSE AV |  | 1 | COMPLETE | 2017-02-13
E201702012624 | 2017-02-01 | INSTALL LOW VOLTAGE CABLES 50 CAT6 AND 8 SPEAKER RUNS. | BEST BUY STORES LP | R | 3915 | 1 | 101 | HENRY ADAMS ST |  |  | ISSUED | 2017-02-01
EW201702073432 | 2017-02-07 | ADD RECEPTACLES AND 1 LIGHT IN 2 BEDROOMS. MOVE WIRING FOR WALL MOVE. | LINES ELETRIC | R | 6637 | 48 | 157 | DAY ST |  | 1 | ISSUED | 2017-02-07
E201702022671 | 2017-02-02 | INSTALL 2 LIGHTS 3 OUTLETS 1 FAN | PING HONG LIANG | R | 2165 | 15 | 2083 | 45TH AV |  |  | COMPLETE | 2017-02-23
EW201702033338 | 2017-02-03 | ADD SIX WALL OUTLETS IN DINING ROOM FOR NEW CABINET LAYOUT. | CONTEMPORARY ELECTRIC | R | 1152 | 55 | 917 | BRODERICK ST | 0 | 2 | COMPLETE | 2017-02-06
E201702243147 | 2017-02-24 | UNIT 8 NEW HALL HALF BATHROOM - INSTALL NEW EXHAUST FAN NON-DEDICATED CIRCUIT + GFCI OUTLET AND LIGHT FIXTURE ABOVE SINK | RE-BATH BY SCHICKER | R | 677 | 28 | 2123 | BUSH ST |  | #B | ISSUED | 2017-02-27
E201702172987 | 2017-02-17 | EMERGENCY REPLACEMENT OF (E) FIRE ALARM SYSTEM: 201 NEW DEVICES & PANEL. INCLUDING WITNESS TEST HOURS (8). | PYRO-COMM SYSTEMS INC. | R | 689 | 12 | 1499 | SUTTER ST | 0 |  | ISSUED | 2017-02-17
EW201702223701 | 2017-02-22 | INSTALL (354) DATA CABLES. | MCMILLAN DATA COMMUNICATIONS | C | 240 | 7 | 580 | CALIFORNIA ST |  | 7 | ISSUED | 2017-02-22
E201702142898 | 2017-02-14 | REWIRE BASEMENT AREA 12 LTS 4 SWITCHES 16 RECEPTS 1 FANS UPGRADE SERVICE TO 125 AMPS | V P ELECTRIC CO | R | 6091 | 43 | 506 | ATHENS ST |  |  | ISSUED | 2017-02-14
E201702062717 | 2017-02-06 | REMODELING MAIN FLOOR KITCHEN AND BATHROOM 150 AM SERVICE 12 LT S 6 SWITCHES 10 RECEPTS 1 GAR DISP 1 MICRO 1 RANGES 1 SMOKE DETECTS 1 FANS 1 DISHWASHERS | LEE AND SON CONSTRUCTION INC. | R | 3119 | 22 | 166 | FLOOD AV |  |  | ISSUED | 2017-02-06
E201702032698 | 2017-02-03 | SOALR INSTALL 20 PV MODULES 360 WATTS PER MODULE 7.2 KW RATING PLAN 1170. | ALL BAY SOLAR | R | 6235 | 5 | 114 | ARLETA AV |  |  | COMPLETE | 2017-02-14
EW201702013278 | 2017-02-01 | REMODEL OF 2 BATHROOMS | BABCOCK & DONNE | R | 985 | 35 | 3341 | JACKSON ST |  | 1 | ISSUED | 2017-02-01
EW201702023330 | 2017-02-02 | BATH REMODEL | D B S ELECTRIC | R | 1062 | 4 | 121 | JORDAN AV |  | 2 | ISSUED | 2017-02-02
EW201702143579 | 2017-02-14 | REPLACE EXISTING ELECTRICAL 100AMP SUB-PANEL AT UNIT E208. | GREEN TECH ELECTRIC SOLUTIONS | C | 1737 | 12 | 1241 | FUNSTON AV | 0 | 208 | COMPLETE | 2017-02-24
E201702173010 | 2017-02-17 | UPGRAE MAIN SERVICE TO 200 AMPS | E M ELECTRIC CO. | R | 4788 | 023A | 1315 | REVERE AV |  |  | COMPLETE | 2017-02-27
EW201702233729 | 2017-02-23 | AT 2ND FLOOR OFFICE INSTALL 70 DATA CABLES AND INSTALL ONE WIRELESS ACCESS POINT. | L C NETWORKS INC | C | 3764 | 61 | 340 | BRYANT ST |  | 2 | ISSUED | 2017-02-23
EW201702273819 | 2017-02-27 | ADD TWO CIRCUIT IN BATHROOM 1 OUTLET 4 SWITCHES 4 LIGHTS | KAM'S CONSTRUCTION INC | R | 556 | 31 | 2821 | BUCHANAN ST | 1 | 2 | ISSUED | 2017-02-27
E201702032686 | 2017-02-03 | UNDERGROUND STATION. ELECTRICAL DISTRIBUTION EQUIPMENT DEVICES LOW VOLTAGE MEDIUM VOLTAGE | FISK ELECTRIC COMPANY | C | 308 | 1 | 220 | GEARY ST |  |  | ISSUED | 2017-02-03
E201702102860 | 2017-02-10 | REPLACING 200 AMP METER | GENERAL SF | R | 6928 | 7 | 45 | CORONA ST |  |  | COMPLETE | 2017-02-17
EW201702133546 | 2017-02-13 | UF | YING'S ELECTRICIAN CORPORATION | R | 5457 | 22 | 2861 | SAN BRUNO AV |  | 1 | ISSUED | 2017-02-13
E201702072760 | 2017-02-07 | INSTALL 50 A RECEPTICALS FOR FUTRE 2-DUAL EV CHARGERS 4 STALLS | ABM ELECTRICAL SOLUTIONS DBA LINC LIGHTI | C | 2636 | 3 | 8 | LOCKSLEY AV |  |  | ISSUED | 2017-02-07
E201702092839 | 2017-02-09 | REPLACE FIRE SPRINKLER MONITORIUM PANEL. | TYCO INTEGRATED SECURITY LLC | R | 809 | 12 | 370 | HAYES ST |  | 1ST FL | ISSUED | 2017-02-09
E201702172986 | 2017-02-17 | ADD 1 NEW STORAGE ROOM AND 1 NEW ENTERTAINMENT ROOM ON 1ST FL PER PLAN. RELOCATE EXISTING WATER HEATING FURANCE ON 1ST FL REMOVE EXISTING NON BEARING PARTITION WALL BETWEEN EXISTING KITCHEN AND LIVING ROOM ON 2ND FL PER PLAN. 6 LIGHTS 3 SWITCHES 2 RECEPTACLES. | AERO CONSTRUCTION INC | R | 6991 | 36 | 550 | VICTORIA ST |  | 1/F 2/F | ISSUED | 2017-02-17
E201702213016 | 2017-02-21 | UFER GROUND | LEGACY ELECTRIC | R | 4071 | 6 | 636 | CAROLINA ST |  |  | COMPLETE | 2017-02-22
E201702172998 | 2017-02-17 | REMODEL UNIT UPGRADE MAIN PANEL 20 LIGHTS 15 SWITCHES 30 RECEPTACLES 1 FAN 3 SMOKE DETECTORS. | HO BOK CONSTRUCTION | R | 7014 | 16 | 923 | CAPITOL AV |  |  | ISSUED | 2017-02-17
E201702072761 | 2017-02-07 | KITCHEN AND BATHROOM REMODEL 4 LIGHTS 7 SWITCHES 10 RECEPTACLES 1 FAN 1 DISHWASHER 1 GARBAGE DISPOSALS 2 SMOKE DETECTORS. | NOMELLINI CONSTRUCTION * ASK FOR ID * | R | 343 | 8 | 50 | GOLDEN GATE AV | 0 | UNIT 408 | ISSUED | 2017-02-07
E201702062738 | 2017-02-06 | KITCHEN AND BATHROOM RENOVATION 4 LIGHTS 6 SWITCHES 6 RECEPTACLES 1 FAN 1 DISHWASHER 1 GARBAGE DISPOSAL 1 RANGE. | NOMELLINI CONSTRUCTION * ASK FOR ID * | R | 740 | 22 | 747 | ELLIS ST |  | UNIT #4 | ISSUED | 2017-02-06
EW201702193671 | 2017-02-19 | PROVIDE POWER TO THREE NEW ADA DOOR OPERATORS AND ONE POWER SUPPLY. ONE OPERATOR IN MAIN PUBLIC LOBBY AND TWO IN REAR ADJACENT BUILDING'S COMMUNITY ROOM EXTERIOR AND INTERIOR DOOR. ADA DOOR POWER SUPPLY IN REAR ADJACENT BUILDING HALLWAY. | ALBERT ELECTRIC | C | 1538 | 7 | 461 | 06TH AV |  | 1 | ISSUED | 2017-02-19
EW201702223723 | 2017-02-22 | BATHROOM # 1 & # 2 REMODEL 6 NEW RECESSED LIGHTS IN LIVING ROOM | SIBRIAN ELECTRIC INC | R | 593 | 29 | 1880 | JACKSON ST | 601 | 6 | ISSUED | 2017-02-22
E201702032703 | 2017-02-03 | APT F2-403 BATHROOM & KITCHEN REPLACE (E) LIGHTS SWITCHES & RECEPTACLES. | PS2 INC | R | 731 | 17 | 1345 | FILLMORE ST |  |  | COMPLETE | 2017-03-02
E201702032682 | 2017-02-03 | AMEND PERMIT E201611141079 ADD SUBPANEL 20 RECEPTACLES 4 LIGHTS. | S O D BUILDERS INC | R | 2126 | 009A | 460 | PACHECO ST |  |  | ISSUED | 2017-02-03
E201702102873 | 2017-02-10 | CONTINUATION OF WORK UNDER NEW CONTRACTOR. REF PERMIT E201701122236. KITCHEN AND BATH REMODEL | B I QUALITY PAINTING INC | R | 60 | 118 | 240 | LOMBARD ST | 427 |  | ISSUED | 2017-02-10
E201702072764 | 2017-02-07 | RESTURANT TI ADD PANEL 5 LIGHTS 7 SWITCHES 2 RECEPTACLES 1 DISHWASHER 1 MICROWAVE 5 SMOKE DETECTORS. | KANLER INC | C | 6517 | 26 | 2859 | MISSION ST |  |  | ISSUED | 2017-02-08
E201702082793 | 2017-02-08 | REWIRE AL LELECTRICAL IN THE KITCHEN 6 LGIHTS 2 SWITCHES 6 RECETPACLES | A B C CONSTRUCTION | R | 6722 | 27 | 15 | CUVIER ST |  |  | ISSUED | 2017-02-08
E201702223097 | 2017-02-22 | 2932-2934 GOUGH ST: EACH UNIT: CONVERT (E) 1/2 INTO FULL BATHROOM. | FATTS CUSTOMS CONSTRUCTION | R | 504 | 24 | 2934 | GOUGH ST | 0 |  | ISSUED | 2017-03-15
E201702092834 | 2017-02-09 | UNITS: 20 22 26 31 AND 40: INSTALLATION OF FEEDER TO MAIN SERVICE FOR 60 AMPS | POWER IN ELECTRIC INC. | R | 691 | 2 | 1115 | POLK ST |  |  | ISSUED | 2017-02-09
E201702152937 | 2017-02-15 | RELOCATE LIVING ROOM SWITCH | MIDEX CONSTRUCTION | R | 1690 | 44 | 801 | 47TH AV | 2 |  | ISSUED | 2017-02-15
E201702082794 | 2017-02-08 | 100A SERVICE UPGRADE REF E20161011324. | REALTY BUILDERS INC | R | 713 | 98 | 1200 | GOUGH ST | 12 |  | ISSUED | 2017-02-08
E201702273185 | 2017-02-27 | INSTALL (1) CIRCUIT FOR NEW POWER HEATING UNIT. | A-1 HEATING AND COOLING INC | R | 1586 | 3 | 631 | 43RD AV |  |  | COMPLETE | 2017-03-07
E201702273164 | 2017-02-27 | FUTURE RETAIL SPACE. 2 SWITCHES 13 RECEPTS 1 FANS 4 CIRCUITS 225 AMP SERVICE | 4 POINT POWER INC -DBA- 4 POINT ELECTRIC | C | 4102 | 26 | 1302 | 22ND ST |  |  | ISSUED | 2017-02-27
E201702162959 | 2017-02-16 | NEW CIRCUIT FOR BATHROOM & LAUNDRY SERVICE; NEW OUTLETS & SWITCHES; 5 LIGHTS 3 SWITCHES 8 RECEPTACLES 1 FAN 3 CIRCUITS; PREVIOUS INSPECTIONS UNDER PA#E3201611221978 | FRISCO BAY CONSTRUCTION INC. | R | 1029 | 15 | 2866 | PINE ST |  |  | ISSUED | 2017-02-16
E201702012626 | 2017-02-01 | INSTALL SECURITY SYSTEM 8 CAMS 3 GLASSBREAKS 4 360IR 3 CONTACTS 2 SPEAKERS/MICS 1 KEYPAD 3 HOLD UP BUTTONS. | INTERFACE SECURITY SYS LLC | R | 327 | 12 | 100 | POWELL ST |  |  | ISSUED | 2017-02-01
E201702213054 | 2017-02-21 | SOLAR: INSTALL 4 ROOF MOUNTED PV MODS 320W/MOD 1.28KW TOTAL RATING. | SOLINSURE | R | 1259 | 16 | 89 | ALPINE TR |  |  | ISSUED | 2017-02-21
E201702223066 | 2017-02-22 | CONTINUATION OF WORK ON E201505068369 NEW CONTRACTOR. TENANT IMPROVEMENT | UHRICH ELECTRIC | C | 7126A | 12 | 3911 | ALEMANY BL | 0 |  | ISSUED | 2017-02-22
E201702213058 | 2017-02-21 | SINGLE FAMILY HOUSE REMODEL KITCHEN 4 BATHROOMS 4 BEDROOMS SUBPANEL MEDIA ROOM EXERCISE ROOM AND REWIRE WHOLE HOUSE 70 LTS 30 SWITCHES 60 RECEPTS 1 GAR DISP 1 RANGES 9 SMOKE DETECTS 5 FANS | TSL CONSTRUCTION & CONSULTANT INC | R | 1917 | 022C | 1618 | 27TH AV |  |  | REINSTATED | 2017-02-27
E201702082796 | 2017-02-08 | COMMERCIAL TI RELOCATE PANEL 62 LIGHTS 3 SWITCHES 21 RECEPTACLES 2 FANS. | R T STEVENS CONSTRUCTION INC | C | 0486A | 9 | 2060 | CHESTNUT ST |  |  | CANCELLED | 2017-03-15
E201702213021 | 2017-02-21 | UPGRADE ELECTRICAL 11 SWITCHES 18 RECEPTACLES 12 LIGHTS 6 CIRCUITS. | ESCAMILLA ELECTRIC | R | 6519 | 20 | 3272 | 25TH ST |  |  | ISSUED | 2017-02-21
E201702082800 | 2017-02-08 | RENEW PERMIT E201410233860 INSTALL / STARTUP VARIABLE FREQUENCY DRIVES | KOFFLER ELECTRICAL MECHANICAL APPARTATUS | C | 7295 | 38 | 3251 | 20TH AV |  |  | COMPLETE | 2017-02-28
EW201702233744 | 2017-02-23 | (3) RECEPTACLES - MA -WO #231236 | CUPERTINO ELECTRIC INC. | C | 288 | 32 | 333 | BUSH ST | 0 | 7 | COMPLETE | 2017-03-02
EW201702153597 | 2017-02-15 | NEW BUILD OUT INCLUDING LIGHTING CONVENIENCE POWER AND LIFE SAFETY. | DECKER ELECTRIC CO INC | C | 3528 | 1 | 1201 | BRYANT ST |  | 3 | ISSUED | 2017-02-15
EW201702033356 | 2017-02-03 | LEVEL 2 (I.E. 8 600 SQ FT) ¿TENANT IMPROVEMENT¿ CHANGES AND/OR ADDITIONS TO THE ELECTRICAL DISTRIBUTION EQUIPMENT BRANCH CIRCUIT WIRING DEVICES LIGHTING FIXTURES BUILDING FIRE ALARM SYSTEM AND MECHANICAL/PLUMBING EQUIPMENT. LOW-VOLTAGE TELE/DATA AND SECURITY SYSTEM(S) CABLING SCOPE OF WORK TO BE PERFORMED BY OTHER C-10 ELECTRICAL SUBCONTRACTOR UNDER SEPARATE SFDBI ELECTRICAL PERMIT(S). | DECKER ELECTRIC CO INC | C | 3794 | 22 | 135 | TOWNSEND ST |  | 2 | ISSUED | 2017-02-03
EW201702013287 | 2017-02-01 | REPLACEMENT OF CABLING FOR AREA OF REFUGE COMMUNICATION SYSTEM. CONDUIT INSTALLATION AND 2-HOUR RATED CABLING IN LEVEL 1 CONSTRUCTION AREAS. CONDUIT INSTALLATION AND 2-HOUR RATED CABLING INSTALLED WHERE INSTALLED "FREE AIR" IN LEVEL 3 CONSTRUCTION AREAS. | DECKER ELECTRIC CO INC | C | 857 | 1 | 218 | BUCHANAN ST |  | 218 | COMPLETE | 2017-03-14
EW201702133539 | 2017-02-13 | LEK CONSULTING - LIGHTS SWITCEHS RECEPTACLES | MCMILLAN BROS ELECTRIC | C | 3710 | 19 | 45 | FREMONT ST |  | 0 | ISSUED | 2017-02-13
EW201702163631 | 2017-02-16 | BASEMENT - LIGHTS SWITCHES RECEPTACLES LIFE SAFETY:SPEAKER STROBES | MCMILLAN BROS ELECTRIC | C | 3785 | 22 | 149 | BLUXOME ST |  | 0 | ISSUED | 2017-02-16
EW201702033339 | 2017-02-03 | SILICON VALLEY BANK - TI & LIFE SAFETY | MCMILLAN BROS ELECTRIC | C | 3736 | 183 | 505 | HOWARD ST |  | 2 | ISSUED | 2017-02-03
EW201702213691 | 2017-02-21 | (77) LIGHTS (5)CIRCUITS LIFE SAFETY | MCMILLAN BROS ELECTRIC | C | 3735 | 59 | 201 | 03RD ST |  | 9 | ISSUED | 2017-02-21
EW201702073421 | 2017-02-07 | CONNECT (3) CONDENSERS ON ROOF | SIERRA ELECTRIC CO | C | 3706 | 278 | 30 | 03RD ST |  | 0 | ISSUED | 2017-02-07
EW201702033332 | 2017-02-03 | RELOCATE RECEPTACLES. RELOCATE POWER BESIDE NEW DELI CASE. | SIERRA ELECTRIC CO | C | 1434 | 38 | 151 | CLEMENT ST |  | 0 | COMPLETE | 2017-03-07
EW201702013293 | 2017-02-01 | RELOCATE EXISTING OUTLETS | BRAYER ELECTRIC COMPANY | R | 1099 | 31 | 2141 | GEARY BL |  | 1 | ISSUED | 2017-02-01
EW201702013291 | 2017-02-01 | RELOCATE EXISTING OUTLETS | BRAYER ELECTRIC COMPANY | R | 1099 | 31 | 2060 | OFARRELL ST |  | 1 | ISSUED | 2017-02-01
EW201702093478 | 2017-02-09 | FIRE ALARM TEST - REPLACING OLD PERMIT # EW20150527023 | MCCLURE ELECTRIC INC | C | 343 | 31 | 1 | TAYLOR ST |  | 1 | ISSUED | 2017-02-09
EW201702013277 | 2017-02-01 | REMOVE (4) EXISTING 2X2 LIGHT FIXTURES AND REPLACE WITH NEW. INSTALL NEW LIGHTING CONTROLS. RELOCATE RECEPTACLES @ FIRST REPUBLIC BANK - 388 MARKET ST 12TH FLOOR. | PAGANINI ELECTRIC CORP(SEE SIGNATORIES) | C | 265 | 3 | 388 | MARKET ST |  | 12 | COMPLETE | 2017-03-07
EW201702033361 | 2017-02-03 | TENANT IMPROVEMENT INCLUDING (218) LIGHTS (28) SWITCHES (96) RECEPTACLES (146) CIRCUITS (5) FANS (1) DISHWASHER (1) GARBAGE DISPOSAL (2) MICROWAVES (16) SMOKE DETECTORS (3) 120/208V 225A PANELS (2) 45KVA TRANSFORMERS & LUTRON DIMMING SYSTEM @ AIG - 1 MONTGOMERY STREET 25TH FLOOR | PAGANINI ELECTRIC CORP(SEE SIGNATORIES) | C | 292 | 2 | 1 | MONTGOMERY ST |  | 25 | ISSUED | 2017-02-03
E201702062740 | 2017-02-06 | INSTALL SPA 1 LIGHT 3 RECEPTACLE 1 HYDROMASSAGE TUB 1 FILTER PUMP 1 110V HEATER 1 BOOST PUMP 1 CHEMICAL CONTROLLER. | CAREFREE TOLAND POOLS INC. | R | 3736 | 190 | 41 | TEHAMA ST |  |  | ISSUED | 2017-02-06
EW201702023311 | 2017-02-02 | INSTALL (1) OUTLET FOR COFFEE MAKER - ES4193 | C B F INC | C | 227 | 5 | 505 | MONTGOMERY ST |  | 27 | ISSUED | 2017-02-02
EW201702223716 | 2017-02-22 | LIFE SAFETY/ELEC UPGRADES - 8TH FLOOR JOB #26974 | C B F INC | C | 291 | 1 | 1 | SUTTER ST |  | 8 | ISSUED | 2017-02-22
EW201702243755 | 2017-02-24 | WE ARE INSTALLING (1) CONTROL RELAY AND (1) SMOKE DETECTOR. ES4334 | C B F INC | C | 3714 | 19 | 8 | MISSION ST |  | 1 | COMPLETE | 2017-03-06
EW201702073434 | 2017-02-07 | BAR KITCHEN AND BATHROOM | BLUE LIGHT ELECTRIC | C | 4059 | 1 | 601 | 19TH ST |  | 1 | ISSUED | 2017-02-07
EW201702273807 | 2017-02-27 | REWIRE STORE | BLUE LIGHT ELECTRIC | C | 4266 | 36 | 2773 | 24TH ST |  | 1 | ISSUED | 2017-02-27
E201702132878 | 2017-02-13 | GROUND FLOOR: INSTALL NEW GROUNDING ELECTRODE AND REPAIR AND REINSTALL ALL WIRING IN THE BASEMENT. INSTALL 400 AMP SERVICE 8 METERS AND PANEL | K W ELECTRICAL CO | R | 63 | 5 | 1931 | STOCKTON ST |  | GROUND/BASEMENT | ISSUED | 2017-02-13
E201702082785 | 2017-02-08 | UNIT # 6. UP0GRADE KITCHEN ELECTRICAL 2 LIGHTS 1 SWITCH 6 RECEPTACLES 1 DISHWASHER 1 GARBAGE DISPOSAL 1 MICORWAVE 1 RANGE | D C S CONSTRUCTION SERVICES INC | R | 588 | 15 | 2530 | FILLMORE ST | 0 |  | ISSUED | 2017-02-08
E201702082788 | 2017-02-08 | ADD 2 LGHTS 2 OUTLETS AT FRONT OF THE BUILDING | D C S CONSTRUCTION SERVICES INC | R | 1440 | 018A | 4420 | GEARY BL |  |  | ISSUED | 2017-02-08
E201702092831 | 2017-02-09 | ADD HALF BATH 1 TOILET WITH SINK 1 LIGHT 1 FAN 1 GFCI. | SEDDON CONSTRUCTION CO | R | 45 | 91 | 2540 | HYDE ST | 0 | 1/F | ISSUED | 2017-02-09
E201702213038 | 2017-02-21 | FINAL FOR ALL WORK COMPLETED ON PERMIT E201112139595. | PARK PLACE CONTRACTORS | C | 4645 | 14 | 888 | INNES AV |  |  | COMPLETE | 2017-02-24
E201702022657 | 2017-02-02 | UNIT C: RELOCATE BEDROOMS REMODEL KITCHEN BATHROOM ADD A FULL BATH. NEW LIGHTS PLUGS SWITCHES. NEW SUBPANEL. | P F CONSTRUCTION CO | R | 3731 | 63 | 51 | MOSS ST | 0 |  | ISSUED | 2017-02-02
EW201702213683 | 2017-02-21 | INSTALL DATA LOW VOLTAGE CABLING TO VARIOUS AREAS | SASCO | C | 3713 | 7 | 1 | MARKET ST |  | 38 | ISSUED | 2017-02-21
EW201702223698 | 2017-02-22 | CATEGORY 4 RETROFIT FIRE ALARM SYSTEM. ONE FOR ONE BASIS. 1 X FACU 2 X MANUAL PULL STATIONS 2 X MONITOR MODULES FOR TAMPER SWITCHES 2 X MONITOR MODULES FOR FLOW SWITCHES. | B B J ELECTRIC INC | R | 6572 | 1 | 3299 | 26TH ST |  | 1 | ISSUED | 2017-02-22
EW201702233730 | 2017-02-23 | 2 UNIT NEW BUILDING. 400AMP SERVICE WITH 3 METER. 3 SUB PANEL. 200 OUTLETS 12 LIGHT S/D POWER FOR D/W D/P HOOD FAN BATHROOM FANS OVENS. UFER GROUND WIRE | LAI'S E & H ELECTRIC INC. | R | 1168 | 40 | 2755 | MCALLISTER ST |  | 4 | ISSUED | 2017-02-23
E201702273163 | 2017-02-27 | INSTALL (1) EXTERIOR SIGN "SHINOLA DETROIT" | GOLDEN GATE SIGN COMPANY INC. | R | 196 | 30 | 722 | MONTGOMERY ST | 0 |  | ISSUED | 2017-02-27
E201702213040 | 2017-02-21 | INSTALL 800A TEMP POWER FOR NEW CONSTRUCTION. | CONTRA COSTA ELECTRIC INC | R | 3794 | 6 | 701 | 03RD ST |  |  | ISSUED | 2017-02-21
EW201702233745 | 2017-02-23 | ELECTRICAL WORK - FOR SUITE SPECS AND DEMOLITION ON THE 13TH FLOOR | CAPITOL ELECTRIC CONST | C | 259 | 29 | 315 | MONTGOMERY ST |  | 13 | COMPLETE | 2017-02-28
E201702012645 | 2017-02-01 | 897 HAYES / 654 FILLMORE. COMMERCIAL SPACE. OFFICE AREA OVERHEAD LIGHTS WALL OUTLETS REPAIR AND INSTALL ELECTRICAL WIRING. 6 LTS 3 SWITCHES 8 RECEPTS | BAJADA ELECTRIC | C | 821 | 25 | 897 | HAYES ST |  |  | CANCELLED | 2017-03-02
EW201702273813 | 2017-02-27 | FLOORS 1 & 2 INSTALL COMPASS CONTROLS | SYSERCO INC. | R | 3785 | 22 | 149 | BLUXOME ST |  | 2 | ISSUED | 2017-02-27
EW201702173661 | 2017-02-17 | 36 WORSTATIONS FOR MODULAR PARTITIONS ONLY | SERVICE WEST INC | C | 3706 | 1 | 703 | MARKET ST |  | 2 | ISSUED | 2017-02-17
EW201702133513 | 2017-02-13 | 12 WORKSTATIONS FOR MODULAR PARTITIONS ONLY. | SERVICE WEST INC | C | 292 | 1 | 111 | SUTTER ST |  | 8 | ISSUED | 2017-02-13
EW201702163624 | 2017-02-16 | 20 WORKSTATIONS FOR MODULAR PARTITIONS ONLY | SERVICE WEST INC | C | 3745 | 8 | 365 | MAIN ST |  | 4 | COMPLETE | 2017-02-21
E201702233121 | 2017-02-23 | 200A SERVICE UPGRADE 1 LIGHTS 1 SWITCHES 1 RECEPTACLE. | S & W ELECTRIC INC. | R | 6007 | 30 | 239 | NAPLES ST |  |  | COMPLETE | 2017-03-03
E201702082789 | 2017-02-08 | UFER GROUND | S & W ELECTRIC INC. | R | 2614 | 72 | 2503 | 15TH ST |  |  | ISSUED | 2017-02-08
E201702273194 | 2017-02-27 | RESTROOM REMODEL 4 LTS 2 SWITCHES 2 RECEPTS | G C ELECTRIC | R | 209 | 5 | 838 | GRANT AV |  |  | ISSUED | 2017-02-27
E201702142921 | 2017-02-14 | REWIRE 2/F 2 BEDROOM 2 BATHROOM DINING ROOM LIVING ROOM KITCHEN. NEW LIGHTS PLUGS. SWITCHES . | G C ELECTRIC | R | 5910 | 18 | 171 | OXFORD ST |  |  | ISSUED | 2017-02-14
E201702102864 | 2017-02-10 | BASEMENT 1ST AND ROOF: ADA BATH LADIES BATH KITCHEN RECEPTACLES FAN ON ROOF FOR KITCHEN EXHAUST. 3 SINGLE PHASE 20AMP TRACT LIGHTING REMOVE OLD AND REPLACE W/ NEW 100 AMP 1 SINGLE PHASE 3 WIRE BREAKER PANEL 2-60AMP SINGLE PHASE WIRE FUSED DISC AND 70AMP SINGLE PHASE WIRE FUSED DISC. | KANE ELECTRIC | C | 65 | 15 | 915 | COLUMBUS AV |  |  | ISSUED | 2017-02-10
EW201702223708 | 2017-02-22 | CONDUIT AND WIRE 3 ADDITIONAL 20AMP 208V OUTLET LOCATIONS | WELLS ELECTRICAL INC | C | 4106 | 176 | 933 | 20TH ST |  | 1 | COMPLETE | 2017-03-02
EW201702213690 | 2017-02-21 | INSTALL BATH LIGHTS AND FANS IN 3 BATHROOMS WITH EMERGENCY LIGHTS. | NO SHORTS ELECTRIC | C | 405 | 4 | 502 | JEFFERSON ST |  | 1 | ISSUED | 2017-02-21
EW201702043368 | 2017-02-04 | INSTALL UFER GROUND | BROTHER COMPANY *** CHECK I.D. *** | R | 6521 | 30 | 2857 | FOLSOM ST |  | 1 | ISSUED | 2017-02-04
E201702082791 | 2017-02-08 | UNIT A: NEW 200 AMP 120/220 VOLTS PANEL UPGRADE NEW WIRING TO BATHROOM RE-CONNECT (E) CIRCUITS COMMERCIAL STORE RETAIL 10 LIGHTS 8 SWITCHES 20 RECETPACLES 1 FAN 2 SMOKE DETECTORS 1 MICROWAVE | MAR ELECTRIC SERVICE | C | 516 | 19 | 3108 | FILLMORE ST |  | 1ST FLOOR | ISSUED | 2017-02-08
E201702213024 | 2017-02-21 | REWIRE UNIT 11 LIGHTS 4 SWITCHES 24 RECEPTCALES 1 FAN 1 DISHWASHER 1 GARBAGE DISPOSAL 1 MICROWAVE 1 RANGE 3 SMOKE DETECTORS. | RTC CONSTRUCTION CO. | R | 6511 | 18 | 1199 | DOLORES ST |  |  | ISSUED | 2017-02-21
E201702213022 | 2017-02-21 | UPGRADE WIRING IN (E) DWELLING ADD SUBPANEL 22 LIGHTS 10 SWITCHES 10 RECEPTACLES 1 FAN 1 DISHWASHER 1 GARBAGE DISPOSAL 1 MICROWAVE 1 RANGE 2 SMOKE DETECTOR REF 201605177696 201605177696. | RTC CONSTRUCTION CO. | R | 6535 | 21 | 3870 | 25TH ST |  |  | ISSUED | 2017-02-21
EW201702013285 | 2017-02-01 | PROVIDE & INSTALL NEW 400 AMP/3P SQUARE D SWITCH GEAR | CANNING ELECTRIC INC | C | 3544 | 60 | 235 | CHURCH ST |  | 1 | ISSUED | 2017-02-01
EW201702163643 | 2017-02-16 | RELOCATE PANEL & SWAP EXISTING LIGHTS (LIKE FOR LIKE). | CANNING ELECTRIC INC | C | 309 | 10 | 166 | GEARY ST | 0 | 8 | ISSUED | 2017-02-16
EW201702063404 | 2017-02-06 | KITCHEN AND BATH REMODEL. INSTALLATION OF 1 ADDITIONAL SUB PANEL. 7 LIGHTS 1 FAN LIGHT 8 SWITCHES 12 OUTLET. | MERVUE ELECTRIC INC | R | 2700 | 8 | 4522 | 19TH ST |  | 1 | ISSUED | 2017-02-06
EW201702013281 | 2017-02-01 | 10640 T/I LIGHTS PLUGS SWITCHES LIFE SAFETY TO FOLLOW | ASF ELECTRIC INC | C | 3707 | 62 | 33 | NEW MONTGOMERY ST |  | 11 | ISSUED | 2017-02-01
EW201702023320 | 2017-02-02 | 99-6188 INSTALL OUTLET AND CONNECTION FOR LIGHTS IN GARAGE. | ASF ELECTRIC INC | R | 5865 | 17 | 677 | SWEENY ST |  | 0 | COMPLETE | 2017-02-09
EW201702093474 | 2017-02-09 | FOR ELECTRICAL PERMIT EW201605318434 PER BOB VANKOLE IN ORDER TO GET A FINAL INSPECTION SIGNED OFF FOR ATHLETA. | LYNCH ELECTRIC & SONS INC. | C | 293 | 9 | 256 | GRANT AV |  | 1 | COMPLETE | 2017-02-09
EW201702153611 | 2017-02-15 | SUITE 120 NEW POWER/DATA IN MAILROOM & CONFERENCE ROOM / AV EQUIPMENT POWER SUITE 130 SELECTIVE DEMO NEW LIGHTS CONTROLS POWER AND HVAC | E. J. WEBER ELECT.CO INC | C | 3787 | 31 | 475 | BRANNAN ST |  | 120 130 | ISSUED | 2017-02-15
E201702162958 | 2017-02-16 | INSTALL (1) CAR CHARGER NEW MOTOR MAIN FOR 50A 220V CIRCUIT | ROCHA ELECTRICAL SYSTEMS | R | 77 | 42 | 475 | LOMBARD ST |  |  | COMPLETE | 2017-02-28
EW201702273826 | 2017-02-27 | PG AND E REQUIRED TO RELOCATE THE 200A SERVICE THE OVER HEAD LOCATION. | MIN'S ELECTRIC INC | R | 1465 | 020A | 410 | 34TH AV |  | 0 | ISSUED | 2017-02-27
E201702082807 | 2017-02-08 | AMEND PERMIT E201607208407. ADD'L SCOPE: 2 NEW DUCT DETECTORS 1 NEW FIREFIGHTER JACK | JOHNSON CONTROLS INC. | C | 261 | 20 | 345 | CALIFORNIA ST |  |  | COMPLETE | 2017-02-24
EW201702133532 | 2017-02-13 | RELOCATE PANEL | B V ELECTRIC | R | 4027 | 5 | 614A | SAN BRUNO AV |  | 1 | ISSUED | 2017-02-13
E201702223093 | 2017-02-22 | UNIT 3 FINAL INSPECTION | JR ELECTRICAL INC | R | 1521 | 13 | 471 | 23RD AV | 0 |  | COMPLETE | 2017-02-24
EW201702163628 | 2017-02-16 | REPLACE EXISTING RECESSED LIGHTS IN BASEMENT WITH NEW LED RECESSED LIGHTING REMODEL OF KITCHEN UPGRADE EXISTING 200AMP MAIN SERVICE TO 400 AMP | ERNEST F FERRARI ELECT INC | R | 2697 | 13 | 290 | COLLINGWOOD ST |  | 1 | ISSUED | 2017-02-16
E201702142925 | 2017-02-14 | BASEMENT 1ST FLOOR AND 2ND FLOOR. CODE CORRECTIONS: REPLACE REWIRE 4 SUBPANEL REWIRE SEVERAL CIRCUITS TO CORRECT PANELS REPIPE 2 FEEDERS IN SAME CONDUIT | FATIMA ELECTRIC | R | 846 | 29 | 871 | PAGE ST |  |  | COMPLETE | 2017-03-09
EW201702243761 | 2017-02-24 | MODULAR FURNITURE INSTALLATION | ADVANCED INSTALLATION SERVICES INC | C | 3725 | 93 | 901 | MISSION ST |  | 3 | ISSUED | 2017-02-24
EW201702263782 | 2017-02-26 | INSTALL ELECTRICAL FOR SHED STORAGE IN THE BACK YARD 3 LIGHTS 2 SWITCHES 5 PLUGS | MILLENNIUM ELECTRIC INC | R | 6599 | 016A | 88 | 28TH ST |  | 1 | ISSUED | 2017-02-26
E201702092828 | 2017-02-09 | UPGRADE TO 125 AMP SERVICE | C & C GENERAL ENGINEERING INC. | R | 2955A | 16 | 500 | ROCKDALE DR |  |  | ISSUED | 2017-02-09
E201702213034 | 2017-02-21 | UNIT 157 B REMODEL KITCHEN AND BATHROOM ADD 1 BEDROOM 8 LTS 6 SWITCHES 15 RECEPTS 1 MICRO 1 RANGES 4 SMOKE DETECTS 2 FANS | HEAVEN'S EARTH CO INC | R | 3636 | 043A | 157 | BARTLETT ST |  |  | ISSUED | 2017-02-21
E201702162954 | 2017-02-16 | LIVINGROOM - FIX EXISTING WIRING TO INSTALL NEW WRING INSTALLATION OF NEW DEVICES PER NEC 1 LTS 1 SWITCES 5 RECEPTS | ELECTRICAL GROUP INC | R | 6021 | 43 | 709 | BRAZIL AV |  |  | ISSUED | 2017-02-16
E201702162966 | 2017-02-16 | RUN NEW CIRCUIT FOR A SWITCH LIGHT AND A FAN IN THE BATHROOM 1 LIGHTS 1 SWITCH 1 FAN | GJ CONSTRUCTION | R | 502 | 4 | 1400 | GREENWICH ST |  |  | ISSUED | 2017-02-16
EW201702163640 | 2017-02-16 | FURNISH AND INSTALL CONDUIT RACEWAYS AND WIRE FOR FIRE ALARM SYSTEM IN TENANT IMPROVEMENT UCSF | S J CIMINO ELECTRIC INC. | C | 1052 | 24 | 2655 | BUSH ST |  | 1 | COMPLETE | 2017-02-17
EW201702083463 | 2017-02-08 | INSTALL 6 OUTLET IN KITCHEN | Y G ELECTRIC INC | R | 726 | 014B | 1785 | OFARRELL ST |  | 2 | ISSUED | 2017-02-08
E201702152932 | 2017-02-15 | ADD (1) CONTROL RELAY FOR MAGENETIC STRIKE RELEASE. | RED HAWK FIRE & SECURITY CA LLC | C | 816 | 3 | 201 | FRANKLIN ST |  |  | ISSUED | 2017-02-15
EW201702233731 | 2017-02-23 | INCLUDES SWAPPING FIXTURE FOR FIXTURE AND ADDING AND OR REPLACING SWITCHES AND RECEPTACLES. | HAROLD E NUTTER INC. | C | 471 | 3 | 3400 | LAGUNA ST | 0 | 332 | ISSUED | 2017-02-23
E201702152945 | 2017-02-15 | REMODEL KITCHEN AND POWDER ROOM 5 LIGHTS 4 SWITCHES 7 RECEPTACLES 1 FAN 1 DISHWASHER 1 GARBAGE DISPOSAL 1 MICROWAVE 1 RANGE 2 SMOKE DETECTORS. | RADCO & ASSOCIATES INC | R | 3104 | 13 | 375 | SANTA CLARA AV |  |  | ISSUED | 2017-02-15
E201702032697 | 2017-02-03 | REWIRE HOUSE 8 SUBPANELS 90 LIGHTS 30 SWITCHES 80 RECEPTACLES 2 DISHWASHER 2 GARBAGE DISPOSAL 2 MICROWAVE 1 RANGE 8 SMOKE DETECTOR UFER GROUND. | TROJAN SYSTEMS INC. | R | 7542 | 11 | 21 | EVERSON ST |  |  | ISSUED | 2017-02-03
E201702102846 | 2017-02-10 | UPGRADE THE ELECTRICAL SERVICE TO 200 AMP PROVIDE NEW ELECTRICAL WIRING FOR HOUSE INSTALL 83 LTS 55 SWITCHES 85 RECEPTS 1 GAR DISP 1 MICRO 1 RANGES 7 SMOKE DETECTS 4 FANS 1 DISHWASHERS | FRANMORE ELECTRIC | R | 1387 | 022L | 246 | 28TH AV |  |  | ISSUED | 2017-02-10
EW201702223719 | 2017-02-22 | FINAL ELECTRICAL INSPECTION | RODNEY E FITE INC. | R | 1836 | 46 | 1419 | 17TH AV |  | 1 | COMPLETE | 2017-02-28
EW201702273822 | 2017-02-27 | EMERGENCY DIAGNOSIS AND REPLACEMENT OF AN INOPERABLE FIRE ALARM CONTROL UNIT (ACTIVE TROUBLES) FOR AND EXISTING FIRE ALARM SYSTEM. | CRIME WATCH SECURITY SYSTEMS INC | R | 914 | 33 | 3701 | DIVISADERO ST | 101 | 1 | ISSUED | 2017-02-27
E201702012633 | 2017-02-01 | ADD 1 ADDITIONAL RECEPTACLE IN DINGING ROOM | NORTH GATE BUILDERS INC | R | 1158 | 6 | 727 | BAKER ST |  |  | ISSUED | 2017-02-01
EW201702213685 | 2017-02-21 | INSTALLATION OF 8 QCELL 275 SOLAR MODULES - 8 ROOF-MOUNTED SOLAR PV MODULES 275 WATTS PER MODULE 1 INTERACTIVE INVERTER TOTAL NO. OF RATING 3.8 KW. | FIDELITY HOME ENERGY INC. | R | 2980 | 5 | 42 | MARNE AV |  | 2 | ISSUED | 2017-02-21
E201702243160 | 2017-02-24 | MOVE LIGHT FIXTURE AND ADD 4 RECEPTACLES | D N S CONSTRUCTION | R | 3755 | 236 | 1123 | FOLSOM ST |  |  | ISSUED | 2017-02-27
EW201702103501 | 2017-02-10 | OFFICES FOR HOUSING COMPLEX | RAKE ELECTRIC | C | 823 | 4 | 625 | STEINER ST |  | 1 | ISSUED | 2017-02-10
E201702142926 | 2017-02-14 | COMMON AREA - BASEMENT REPLACE FIRE PUMPS IN BASEMENT AND DISCONNECTS FOR FIRE PUMP | M J ELECTRIC SERVICES | R | 0322A | 197 | 631 | OFARRELL ST | 0 |  | ISSUED | 2017-02-14
EW201702033362 | 2017-02-03 | INSTALL MODULAR ELECTRICAL INTO MODULAR OFFICE FURNITURE. | SINGLESOURCE INC. | C | 3786 | 18 | 85 | BLUXOME ST |  | 3 | ISSUED | 2017-02-03
E201702072749 | 2017-02-07 | REWEWAL OF PERMIT E201501305981. | ARGO CONSTRUCTION INC | R | 0441B | 19 | 230 | AVILA ST |  |  | ISSUED | 2017-02-07
E201702132885 | 2017-02-13 | REMODELING 2ND FLOOR. 1 KITCHEN 2 NEW BATHROOMS 1 DINING ROOM LAUNDRY 30 LTS 10 SWITCHES 30 RECEPTS 1 GAR DISP 1 MICRO 1 RANGES 5 SMOKE DETECTS 4 FANS 1 DISWASHERS | J L GENERAL CONSTRUCTION INC | R | 2391 | 2 | 2419 | 34TH AV |  |  | ISSUED | 2017-02-13
EW201702063376 | 2017-02-06 | REMODELING OF EXISTING BATHROOM. | ANDREI SMIRNOV | R | 542 | 79 | 2920 | BUCHANAN ST | 7 | 2 | ISSUED | 2017-02-06
EW201702273814 | 2017-02-27 | ONE KITCHEN REMODEL LAUNDRY ROOM AND DINNER ROOM AND REPLACE ONE SUBPANEL | Q & Q ELECTRIC CO. INC | R | 3558 | 165 | 3426 | 16TH ST |  | 2 | ISSUED | 2017-02-27
EW201702233749 | 2017-02-23 | (16) SPR-215-BLK MODULES AND (1) SPR-4000M INVERTER. ONE 14-50 RECEPTACLE FOR EV CAR CHARGER. - 16 ROOF-MOUNTED SOLAR PV MODULES 215 WATTS PER MODULE 1 INTERACTIVE INVERTER TOTAL NO. OF RATING 4 KW. | LUMINALT ENERGY CORPORATION | R | 5825 | 32 | 784 | ANDOVER ST |  | 1 | ISSUED | 2017-02-23
EW201702013288 | 2017-02-01 | INFRASTRUCTURE PERMIT APPLICATION TO INSTALL STANCHIONS/ CONDUIT FOR PV SOLAR SYSTEM | LUMINALT ENERGY CORPORATION | R | 1587 | 32 | 634 | 45TH AV |  | 1 | ISSUED | 2017-02-01
E201702243150 | 2017-02-24 | SOLAR: PLAN 1211 21 PV MODS 345 WATTS PER MOD 7.245 = DC KW SYSTEM PL3283 | LUMINALT ENERGY CORPORATION | R | 2200 | 019A | 825 | QUINTARA ST |  |  | COMPLETE | 2017-03-08
E201702092813 | 2017-02-09 | SOLAR: PLAN 1190 16 PV MODS 345 WATTS PER MOD 5.52 = DC KW SYSTEM | LUMINALT ENERGY CORPORATION | R | 5620 | 45 | 145 | BONVIEW ST |  |  | ISSUED | 2017-02-09
E201702142913 | 2017-02-14 | ADDRESS CORRECTION: CORRECT UNIT IS 28 REF PERMIT EW201612262579 | GREEN ELECTRIC | R | 762 | 126 | 601 | VAN NESS AV | 28 |  | ISSUED | 2017-02-14
E201702152931 | 2017-02-15 | UNIT #20 - 4TH FLOOR: 5 LIGHTS 3 SWITCHES 8 RECEPTACLES 1 DISHWASHER 1 GARBAGE DISPOSAL 1 MICROWAVE 3 CIRCUITS; KITCHEN REMODEL (REF BLDG. PERMIT APP # 201611223367) | LAP ELECTRIC INC | R | 69 | 62 | 1150 | LOMBARD ST | 20 | 4TH FLOOR | ISSUED | 2017-02-15
EW201702133552 | 2017-02-13 | CHANGE OUT FAN AND ADD FLOOR HEAT MAT. EXISTING CIRCUIT AND LIGHTING IN PLACE. | BRESLIN ELECTRIC | R | 2977 | 15 | 82 | ALLSTON WY |  | 1 | ISSUED | 2017-02-13
E201702213012 | 2017-02-21 | ADDRESS CORRECTION FOR EW201702143574. | KEVIN REILLY ELECTRIC | C | 1704 | 24 | 4542 | IRVING ST |  |  | ISSUED | 2017-02-21
E201702082778 | 2017-02-08 | UNIT 2306 REMODEL KITCHEN & BATH IN-KIND 5 LTS 7 SWITCHES 9 RECEPTS 1 GAR DISP 1 MICRO 1 RANGES 1 SMOKE DETECTS 1 DISHWASHERS | REGENCY GENERAL CONTRACTORS INC | R | 32 | 1 | 245 | NORTH POINT ST |  |  | ISSUED | 2017-02-08
EW201702073408 | 2017-02-07 | INSTALL LOAD CENTER (200A) | SOLARCITY CORPORATION | R | 3275 | 18 | 850 | DARIEN WY |  | 2 | ISSUED | 2017-02-07
EW201702263778 | 2017-02-26 | INSTALL (8) ROOF MOUNTED SOLAR PANELS. (3.15 KW) - 8 ROOF-MOUNTED SOLAR PV MODULES 315 WATTS PER MODULE 1 INTERACTIVE INVERTER TOTAL NO. OF RATING 3 KW. | SOLARCITY CORPORATION | R | 5809 | 11 | 49 | BACHE ST |  | 2 | ISSUED | 2017-02-26
EW201702263777 | 2017-02-26 | INSTALL (12) ROOF MOUNTED SOLAR PANELS. (3.78 KW) INSTALL SUB-PANEL. (125A) - 12 ROOF-MOUNTED SOLAR PV MODULES 315 WATTS PER MODULE 1 INTERACTIVE INVERTER TOTAL NO. OF RATING 3 KW. | SOLARCITY CORPORATION | R | 1176 | 9 | 1626 | FULTON ST |  | 2 | ISSUED | 2017-02-26
EW201702073413 | 2017-02-07 | KITCHEN ELECTRICAL | COPELLO ELECTRIC CO | R | 6499 | 5 | 314 | POLARIS WY |  | 2 | ISSUED | 2017-02-07
E201702162960 | 2017-02-16 | REWIRE ENTIRE HOUSE: NEW PLUGS SWITCHES LIGHTS NEW SUBPANEL - UPDATE SERVICE PANELBOARD IF NEEDED. | ALEX CONSTRUCTION & ELECTRIC INC | R | 3623 | 5 | 924 | NOE ST |  |  | ISSUED | 2017-02-16
E201702102851 | 2017-02-10 | SOLAR: PLAN 1157 18 PV MODS 265 WATTS PER MOD 4.77 = DC KW SYSTEM | SUNRUN INSTALLATION SERVICES INC | R | 7044A | 8 | 269 | ELLINGTON AV |  |  | ISSUED | 2017-02-10
E201702233107 | 2017-02-23 | APT 308: FULL ELECTRICAL UPGRADE ADD SUBPANEL NEW LIGHTS PLUGS SWITCHES. | PALMERA CONSTRUCTION CO | R | 640 | 4 | 1801 | GOUGH ST | 0 |  | ISSUED | 2017-02-23
E201702152928 | 2017-02-15 | REWIRE UNIT 125A SERVICE UPGRADE 20 LIGHTS 10 SWITCHES 30 RECEPTACLES 2 FANS 1 MICROWAVE 7 SMOKE DETECTORS. | KWONG ASSOCIATES | R | 2084 | 006A | 1839 | 47TH AV |  |  | ISSUED | 2017-02-15
E201702213042 | 2017-02-21 | REMODEL KITCHEN AND BATH 8 LIGHTS 4 SWITCHES 12 RECEPTACLES 1 FAN 1 DISHWASHER 1 GARBAGE DISPOSAL 1 RANGE 6 SMOKE DETECTORS. | SEDERAP'S DRYWALL INC. | R | 4065 | 17 | 463 | TEXAS ST |  |  | ISSUED | 2017-02-21
EW201702163641 | 2017-02-16 | HVAC CONTROL WIRING FOR BMS. RUNNING LOW VOLTAGE COMM CABLE FROM ELEVEN VAV BOXES AND THERMOSTATS TO BMS PANEL. | TRINITY E M C S INC. | C | 238 | 1 | 275 | BATTERY ST |  | 12 | ISSUED | 2017-02-16
EW201702273824 | 2017-02-27 | 680 MISSION KITCHEN UP GRADE UNITS. 9D 14N 34A PH H INSTALL NEW ELECTRICAL FOR STOVE AND COOKTOP ADD RECESSED CANS AND SWITCHED OUTLET FOR UNDERCABINET | RONAN MC CONNELL ELECTRIC | R | 3707 | 63 | 680 | MISSION ST |  | 1 | ISSUED | 2017-02-27
E201702022654 | 2017-02-02 | LIVING ROOM - 3 OUTLETS 1 CIRCUIT. ENTRANCE ESCALATOR & FRONT DOOR - 6 LTS 1 CIRCUIT | THE ATOM ELECTRIC COMPANY | R | 5710 | 14 | 65 | GLADYS ST |  |  | ISSUED | 2017-02-02
E201702273165 | 2017-02-27 | OPENING WALLS TO CHECK WIRING IN KITCHEN AND BATHROOM | OLIVE CONSTRUCTION | R | 5659 | 26 | 3731 | FOLSOM ST |  |  | ISSUED | 2017-02-27
E201702223079 | 2017-02-22 | INSTALL RESIDENTIAL ELEVATOR | REICA CONSTRUCTION INC | R | 1540 | 23 | 1332 | ANZA ST |  |  | ISSUED | 2017-02-22
EW201702063392 | 2017-02-06 | INSTALL (220) DATA CABLES. | MCMILLAN DATA COMMUNICATIONS | C | 311 | 15 | 1 | POST ST |  | 35 | ISSUED | 2017-02-06
EW201702063390 | 2017-02-06 | INSTALL (220) DATA CABLES | MCMILLAN DATA COMMUNICATIONS | C | 311 | 15 | 1 | POST ST |  | 34 | ISSUED | 2017-02-06
E201702032678 | 2017-02-03 | KITCHEN REMODEL | POLR ELECTRIC | R | 6772 | 32 | 159 | MONTEREY BL |  |  | ISSUED | 2017-02-03
EW201702223706 | 2017-02-22 | REWIRE TWO BEDROOMS REWIRE BATHROOM REWIRE OFFICE REWIRE GUEST BEDROOM RUN NEW 6 CIRCUITS | V P ELECTRIC CO | R | 6517 | 3 | 908 | CAPP ST |  | 1 | ISSUED | 2017-02-22
EW201702103490 | 2017-02-10 | INSTALLING 8 ROOF MOUNTED PV MODULES - 8 ROOF-MOUNTED SOLAR PV MODULES 265 WATTS PER MODULE 1 INTERACTIVE INVERTER TOTAL NO. OF RATING 2.12 KW. | ALL BAY SOLAR | R | 1842 | 22 | 736 | KIRKHAM ST |  | 1 | COMPLETE | 2017-02-28
EW201702033363 | 2017-02-03 | INSTALLING 8 265 WATT MODS ROOF MOUNTED - 8 ROOF-MOUNTED SOLAR PV MODULES 265 WATTS PER MODULE 1 INTERACTIVE INVERTER TOTAL NO. OF RATING 2.12 KW. | ALL BAY SOLAR | R | 6615 | 18 | 178 | VALLEY ST |  | 1 | COMPLETE | 2017-03-15
E201702062730 | 2017-02-06 | GARAGE LEVEL: NOV 201757241 - REPAIR JUNCTION BOX | ODYSSEUS BUILDERS | R | 1867 | 5 | 1535 | 21ST AV |  | GARAGE | ISSUED | 2017-02-06
E201702022668 | 2017-02-02 | BAR BUILDOUT MOVE PANEL TO REAR 31 DEVICES 15 LIGHTS 15 SWITCHES 15 RECEPTACLES 1 DISHWASHER. | ROMAN HUNT | C | 3610 | 29 | 2417 | MISSION ST |  |  | ISSUED | 2017-02-02
E201702243144 | 2017-02-24 | REWIRE ENTIRE HOUSE 60 LIGHTS 35 SWITCHES 75 RECEPTACLES 4 FANS 1 DISHWASHER 1 GARBAGE DISPOSAL 1 MICROWAVE 1 RANGE 5 SMOKE DETECTORS. | THE GREAT OCEAN GENERAL CONTRACTOR | R | 4788 | 022B | 1329 | REVERE AV |  |  | ISSUED | 2017-02-24
E201702132895 | 2017-02-13 | INSTALL NEW 200 AMP PANEL IN GARAGE REMOVE OLD KNOB TUBE WIRING AND REPLACE WITH NEW CONDUCTORS UPDATE OUTLET LOCATIONS AND QUANTITIES TO COMPLY WITH ELECTRICAL CODES | VALLIN ELECTRIC | R | 5338 | 12 | 1726 | REVERE AV |  |  | ISSUED | 2017-02-13
E201702273179 | 2017-02-27 | INSTALL SOLAR POWER SYSTEM 6 PV MODULES 275 WATTS PER MODULE 1.65 DC KW SYSTEM RATING; NEW 100A SUBPANEL. | HIGH DEFINITION SOLAR INC (DBA) HIGH DEF | R | 4761 | 30 | 1378 | REVERE AV |  |  | COMPLETE | 2017-03-13
E201702082782 | 2017-02-08 | UPGRADE METER TO 200 AMPS NEW ELECTRICAL FOR 1ST AND 2ND FLOOR INSTALL TWO 120 AMP SUB-PANELS 22 LTS 27 SWITCHES 40 RECEPTS 1 GAR DISP 1 MICRO 1 RANGES 9 SMOKE DETECTS 3 FANS 1 DISHWASHERS | STRONGER BUILDING SERVICES | R | 6779 | 41 | 101 | CAPISTRANO AV |  |  | ISSUED | 2017-02-08
E201702172993 | 2017-02-17 | RELOCATE 100A PANEL REF E201611301394. | D S MANAGEMENT INC DBA METROCON BUILDERS | R | 1903 | 35 | 1666 | 41ST AV |  |  | ISSUED | 2017-02-17
E201702022660 | 2017-02-02 | REMODEL OF 2 BATHROOMS NEW 20 AMP CIRCUIT TO EACH BATH AND NEW BRANCH CIRCUIT WIRING 10 LTS 6 SWITCHES 3 RECEPTS 2 FANS | LEGACY ELECTRIC | R | 256 | 64 | 25 | JOICE ST |  |  | COMPLETE | 2017-03-01
E201702012635 | 2017-02-01 | G/F ADD FAMILY ROOM BEDROOM OFFICE 1 FULL BATH AND LAUNDRY | BOSWELL BUILDERS | R | 1904 | 1 | 1601 | 39TH AV |  |  | ISSUED | 2017-02-01
E201702072763 | 2017-02-07 | KITCHEN AND BATHROOM REMODEL 4 LIGHTS 7 SWITCHES 10 RECEPTACLES 1 FAN 1 DISHWASHER 1 GARBAGE DISPOSALS 2 SMOKE DETECTORS. | NOMELLINI CONSTRUCTION * ASK FOR ID * | R | 337 | 20 | 455 | EDDY ST |  | UNIT: 207 | ISSUED | 2017-02-07
E201702152943 | 2017-02-15 | APT 2: KTICHEN & BATHROOM: REPLACE (E) WITH NEW LIGHTS PLUGS SWITCHES. | NOMELLINI CONSTRUCTION * ASK FOR ID * | R | 535 | 7 | 2350 | UNION ST |  |  | ISSUED | 2017-02-15
E201702012643 | 2017-02-01 | KITCHEN AND BATHROOM RENOVATION 3 LIGHTS 5 SWITCHES 6 RECEPTACLES 1 FAN 1 GARBAGE DISPOSAL 1 RANGE. | NOMELLINI CONSTRUCTION * ASK FOR ID * | R | 323 | 20 | 575 | OFARRELL ST |  | UNIT 801 | ISSUED | 2017-02-01
E201702062722 | 2017-02-06 | UPGRADE T-MOBILE CELL SITE INSTALL (1) 100A BREAKER 3 NEW ANTENNAES 3 RRUS 3 TMAS. | NU REV COMMUNICATIONS INC. | C | 5369 | 65 | 152 | HELENA ST |  |  | COMPLETE | 2017-02-09
E201702032704 | 2017-02-03 | APT F3-516: BATHROOM & KITCHEN REPLACE (E) LIGHTS SWITCHES & RECEPTACLES. | PS2 INC | R | 750 | 19 | 1535 | EDDY ST |  |  | ISSUED | 2017-02-03
E201702243141 | 2017-02-24 | RESIDENTIAL REWIRE 9 RECEPTACLES. | GARCIA & SON ELECTRIC INC | R | 6652 | 5 | 38 | HARPER ST |  |  | COMPLETE | 2017-03-13
E201702273183 | 2017-02-27 | UPGRADE LIGHINTING IN UNIT 5 LIGHTS. | MONARCH BUILDERS INC | R | 1254 | 42 | 726 | CLAYTON ST |  |  | ISSUED | 2017-02-27
EW201702073412 | 2017-02-07 | SOLAR PV ROOFMOUNT - 18 ROOF-MOUNTED SOLAR PV MODULES 315 WATTS PER MODULE 18 INTERACTIVE INVERTER TOTAL NO. OF RATING 1.4 KW. | ILUM SOLAR | R | 5514 | 35 | 654 | PRECITA AV |  | 2 | ISSUED | 2017-02-07
E201702102865 | 2017-02-10 | CONCRETE ENCASED ELECTRODE | L CABRAL CONSTRUCTION | R | 1385 | 12 | 267 | 25TH AV | 0 |  | ISSUED | 2017-02-10
E201702062711 | 2017-02-06 | INSTALL NEW 30A 240 V RECEPTACLE | OLIVER PHILLIP ALLEN | R | 5428D | 1 | 2 | LYDIA AV |  |  | ISSUED | 2017-02-06
E201702132893 | 2017-02-13 | RENEWAL OF PERMIT E201511183025. | MAHLOW ELECTRIC | C | 628 | 14 | 2333 | BUCHANAN ST |  |  | ISSUED | 2017-02-13
E201702233134 | 2017-02-23 | ADDRESS CORRECTION - REFERENCE PERMIT E201607218445 | ZHANG'S BUILDING CO | R | 1550 | 5 | 525 | 07TH AV |  |  | COMPLETE | 2017-02-24
EW201702163627 | 2017-02-16 | NEW ELECTRICAL SYSTEMS THROUGHOUT NEW STRUCTURE; INCLUDING NEW MAIN SERVICE AND TEMPORARY POWER ETC. | NISSI ELECTRIC CORPORATION DBA NISSI ELE | R | 3621 | 81 | 3721 | 21ST ST |  | 1 | ISSUED | 2017-02-16
E201702022658 | 2017-02-02 | REPLACE ELECTRICAL THROUGHOUT HOUSE 10 LTS 12 SWITCHES 25 RECEPTS 1 GAR DISP 1 MICRO 4 SMOKE DETECTS 1 DISHWASHERS 100 AMP PANEL | BRIMO INC DBA: SOLAR ENGINEERING | R | 5279 | 24 | 1682 | KIRKWOOD AV |  |  | ISSUED | 2017-02-02
EW201702223724 | 2017-02-22 | UPGRADE 200 AMP SERVICE | BLUE WOOD CONSTRUCTION INC | R | 6007 | 25 | 285 | NAPLES ST |  | 1 | ISSUED | 2017-02-22
E201702223086 | 2017-02-22 | INSTALL OF (3) DRY FIRE SUPRESSION SYSTEMS. | BAY TECH ENGINEERING INC | R | 4570 | 30 | 1 | NEWHALL ST |  | 1ST & 2ND | ISSUED | 2017-02-22
E201702233115 | 2017-02-23 | REPLACE ELECTRICAL SWITCHES AND RECEPTICLES IN RESIDENCE WASHER / DRYER AND STOVE | ROSSCO ELECTRIC | R | 7012 | 9 | 51 | JULES AV |  |  | ISSUED | 2017-02-23
E201702233128 | 2017-02-23 | UPGRADE ELECTRICAL SERVICES TO 200 AMPS | EASY EIGHT ELECTRICAL & PLUMBING | R | 2410 | 23 | 2430 | 16TH AV |  |  | ISSUED | 2017-02-23
E201702173006 | 2017-02-17 | UPGRADE WIRING 200A SERVICE UPGRADE 6 LIGHTS 6 SWITCHES 16 RECEPTACLES 2 FANS 4 SMOKE DETECTORS. | EXCELSIOR BUILDING GROUP | R | 2917 | 1 | 720 | LAGUNA HONDA BL |  |  | ISSUED | 2017-02-17
E201702012625 | 2017-02-01 | REMODEL EXISTING KITCHEN AND BATHROOM 2 LIGHTS 2 SWITCHES 1 FAN 1 GARBAGE DISPOSAL 1 RANGE 1 SMOKE DETECTOR. | JONES BROS CONSTRUCTION & DESIGN INC | R | 2646 | 3 | 4314 | 17TH ST |  |  | ISSUED | 2017-02-01
E201702162961 | 2017-02-16 | FURNISH AND INSTALL ONE 4 STOP RESIDENTIAL ELEVATOR. | DWAN ELEVATOR COMPANY | R | 0441A | 17 | 3600 | SCOTT ST |  |  | ISSUED | 2017-02-16
EW201702163626 | 2017-02-16 | 30 LIGHRS; 5 SWITCHES; 7 RECEPTACLES; 15 CIRCUITS; EXISTING (2) GL & GLA 7 SPEAKER/STROBES TEMP POWER; SPECIAL INSPECTION/MOCK UP WITH REPORT REQUESTED -JS | CUPERTINO ELECTRIC INC. | C | 3717 | 5 | 160 | SPEAR ST |  | 0 | ISSUED | 2017-02-16
EW201702023317 | 2017-02-02 | BREAK ROOM UPGRADS | DECKER ELECTRIC CO INC | C | 262 | 20 | 100 | PINE ST | 0 | 30 | ISSUED | 2017-02-02
EW201702203679 | 2017-02-20 | ELECTRICAL TI ON THE 5TH FLOOR | DECKER ELECTRIC CO INC | C | 3749 | 62 | 303 | 02ND ST |  | 5 | ISSUED | 2017-02-20
EW201702273801 | 2017-02-27 | MISC ELECTRICAL WORK AT 5TH FLOOR | DECKER ELECTRIC CO INC | C | 3508 | 39 | 875 | STEVENSON ST |  | 5 | ISSUED | 2017-02-27
EW201702273800 | 2017-02-27 | MISC ELECTRICAL WORK ON 4TH FLOOR | DECKER ELECTRIC CO INC | C | 3508 | 39 | 875 | STEVENSON ST |  | 4 | ISSUED | 2017-02-27
EW201702163633 | 2017-02-16 | PINTERST - LIGHTS SWITCHES RECEPTACLES LIFE SAFETY | MCMILLAN BROS ELECTRIC | C | 3785 | 22 | 149 | BLUXOME ST |  | 2 | ISSUED | 2017-02-16
EW201702153599 | 2017-02-15 | GOODBY (14)LIGHTS (5)SWITCHES (24)RECEPTACLES | MCMILLAN BROS ELECTRIC | C | 242 | 5 | 720 | CALIFORNIA ST |  | 0 | ISSUED | 2017-02-15
EW201702273784 | 2017-02-27 | REPLACE (1) 225 AMP PANEL BOARD | MCMILLAN BROS ELECTRIC | C | 3704 | 50 | 51 | 06TH ST |  | 0 | COMPLETE | 2017-03-14
EW201702173648 | 2017-02-17 | HOTEL NIKKO - KITCHEN WALL DEO/BUILD | MCMILLAN BROS ELECTRIC | C | 326 | 11 | 222 | MASON ST | 0 | 3 | COMPLETE | 2017-03-14
EW201702033336 | 2017-02-03 | MCKESSON RESTACK - TI & LIFE SAFETY | MCMILLAN BROS ELECTRIC | C | 311 | 15 | 1 | POST ST |  | 34 | ISSUED | 2017-02-03
EW201702073417 | 2017-02-07 | 125 AMP FEEDER FROM BASEMENT TO THE 5TH FLOOR ROOF. | SIERRA ELECTRIC CO | C | 3706 | 1 | 703 | MARKET ST |  | 0 | ISSUED | 2017-02-07
EW201702013290 | 2017-02-01 | ADDITIONAL FEES | BYINGTON ELECTRIC CORP | R | 1442 | 8 | 337 | 10TH AV |  | 1 | COMPLETE | 2017-02-01
EW201702153618 | 2017-02-15 | SAFE-OFF DEMO AND POWER FOR KIOSK @ 865 MARKET STREET SUITE 422 | PAGANINI ELECTRIC CORP(SEE SIGNATORIES) | C | 3705 | 42 | 865 | MARKET ST |  | 422 | COMPLETE | 2017-02-28
EW201702063398 | 2017-02-06 | LIGHTING AND LIGHTING CONTROLS UPGRADES. POWER UPGRADES WITH CONTROLLED RECEPTACLES AND LIFE SAFETY UPGRADES @ JM SMUCKERS - 1 MARITIME PLAZA 6TH FLOOR | PAGANINI ELECTRIC CORP(SEE SIGNATORIES) | C | 204 | 21 | 1 | MARITIME PZ |  | 6 | ISSUED | 2017-02-06
EW201702033360 | 2017-02-03 | TENANT IMPROVEMENT INCLUDING (92) LIGHTS (18) SWITCHES (60) RECEPTACLES (102) CIRCUITS (2) FANS (1) DISHWASHER (1) GARBAGE DISPOSAL (2) MICROWAVES (8) SMOKE DETECTORS (1) 120/208V 225A PANEL & LUTRON DIMMING SYSTEM @ AIG - 1 MONTGOMERY STREET 24TH FLOOR | PAGANINI ELECTRIC CORP(SEE SIGNATORIES) | C | 292 | 2 | 1 | MONTGOMERY ST |  | 24 | ISSUED | 2017-02-03
E201702243145 | 2017-02-24 | INSTALL (1) OUTLET FOR POS SYSTEM 1 RECEPTACLE. | ABLE MAINTENANCE INC | C | 3532 | 12 | 1798 | MISSION ST |  |  | ISSUED | 2017-02-24
EW201702133548 | 2017-02-13 | ELEC & LIFE SAFETY T.I. - EC1527 | C B F INC | C | 3593 | 1 | 2300 | HARRISON ST |  | 1 | ISSUED | 2017-02-13
EW201702073429 | 2017-02-07 | LS WITNESS TEST - ES3083 THURS FEB 9 2017 @ 10:00AM PHIL 415-816-4980 (REF EW201612282614) | C B F INC | C | 690 | 263 | 1 | DANIEL BURNHAM CT | 1610 | 170 | COMPLETE | 2017-02-09
EW201702143587 | 2017-02-14 | ELEC & LIFE SAFETY T.I. - EC1528 | C B F INC | C | 3592 | 15 | 500 | TREAT AV |  | 1 | ISSUED | 2017-02-14
EW201702033354 | 2017-02-03 | ELEC & LIFE SAFETY T.I. - EC1527 | C B F INC | C | 3593 | 1 | 2300 | HARRISON ST |  | 3 | ISSUED | 2017-02-03
EW201702223710 | 2017-02-22 | ELEC & LIFE SAFETY UPGRADES - EC1545 | C B F INC | C | 291 | 12 | 44 | MONTGOMERY ST | 0 | 14 | ISSUED | 2017-02-22
E201702233118 | 2017-02-23 | 2 STORY ADDITION IN REAR OF BUILDING UFER GROUND REMODEL GROUND FLOOR BATH AND NEW BATH AT 2ND FLOOR 5 LTS 5 SWITCHES 15 RECEPTS 2 SMOKE DETECTS 2 FANS | M A MORALES | R | 1841 | 4 | 1431 | 12TH AV |  |  | ISSUED | 2017-02-23
E201702172983 | 2017-02-17 | REWIRE UNIT INSTALL 80A PANEL 35 LIGHTS 14 SWITCHES 43 RECEPTACLES 3 FANS 1 DISHWASHER 1 GARBAGE DISPOSAL 1 MICROWAVE 5 SMOKE DETECTORS. | RAINBOW CHOY HUNG & CO | R | 5720 | 27 | 217 | RICHLAND AV |  |  | ISSUED | 2017-02-17
EW201702093483 | 2017-02-09 | ROOF TOP WORK: 1(N) 100 AMP PANEL 1(E) PANEL TO BE REPLACED. 12 CIRCUITS | METROPOLITAN ELECTRICAL CONSTRUCTION | C | 144 | 34 | 455 | VALLEJO ST |  | 7 | ISSUED | 2017-02-09
EW201702213687 | 2017-02-21 | KITCHEN REMODEL | ATHENA ELECTRICAL CONST | R | 1351 | 11 | 59 | 07TH AV |  | 1 | ISSUED | 2017-02-21
E201702142905 | 2017-02-14 | UNIT B RESIDENTIAL. 10 LTS 4 SWITCHES 10 RECEPTS 1 GAR DISP 3 SMOKE DETECTS 1 FANS 1 DISHWASHERS | RIVERA CONSTRUCTION | R | 861 | 32 | 629 | HAIGHT ST | 0 |  | ISSUED | 2017-02-14
EW201702203675 | 2017-02-20 | UNIT REMODEL | PADILLA'S ELECTRIC | R | 1022 | 16 | 426 | PRESIDIO AV |  | 2 | ISSUED | 2017-02-20
EW201702093487 | 2017-02-09 | UNIT # 6 UNIT REMODEL | PADILLA'S ELECTRIC | R | 322 | 10 | 675 | O'FARRELL ST |  | 2 | ISSUED | 2017-02-09
E201702012632 | 2017-02-01 | 309 1/2 - 319 1/2 JUDAH. SURVEY ONLY | NOE VALLEY POWER & LIGHT | C | 1845 | 52 | 309 | JUDAH ST |  |  | ISSUED | 2017-02-01
EW201702213689 | 2017-02-21 | ADOBE 625 TOWNSEND STREET FLOORS 2-4 WBE JOB# 01-142374-PERSON OF CONTACT IS JEFF BUTCHER-415716-0709 | W. BRADLEY ELECTRIC | C | 3799 | 8 | 625 | TOWNSEND ST | 0 | 2 | ISSUED | 2017-02-21
E201702213026 | 2017-02-21 | UNIT 3 REWIRE KITCHEN BATH ABANDON WIRE MOLD CONDUIT REPLACE PANEL 4 LTS 4 SWITCHES 10 RECEPTS 1 GAR DISP 1 MICRO 1 FANS 1 DISHWASHERS | GRGICH ELECTRIC CO | R | 571 | 11 | 2250 | VAN NESS AV |  |  | ISSUED | 2017-02-21
EW201702103505 | 2017-02-10 | INSTALLING 4-4PLEX RECEPTACLES FOR NEW CUBICLES. | MAL WATERS ELECTRICAL | C | 3779 | 38 | 899 | BRYANT ST |  | 2 | COMPLETE | 2017-02-17
EW201702133530 | 2017-02-13 | NEED A WALK THRU PRE CONSTRUCTION INSPECTION TO VERIFY REQUIRED ELECTRICAL | NAVARRO ELECTRIC | R | 127 | 94 | 999 | GREEN ST | 2301 | 23 | ISSUED | 2017-02-13
EW201702133514 | 2017-02-13 | 12 WORKSTATIONS FOR MODULAR PARTITIONS ONLY. | SERVICE WEST INC | C | 292 | 1 | 111 | SUTTER ST |  | 8 | ISSUED | 2017-02-13
E201702012629 | 2017-02-01 | REMODEL KITCHEN AND BATHROOM 2 LIGHTS 2 SWITCHES 9 RECEPTACLES 1 DISHWASHER 1 MICROWAVE 1 RANGE. | M AND K ELECTRIC COMPANY | R | 523 | 13 | 1472 | FILBERT ST |  | UNIT 311 | ISSUED | 2017-02-01
E201702082803 | 2017-02-08 | INSTALLATION OF 16 RECESSED LIGHTS IN STORAGE AREA IN BASEMENT CONTROLLED BY EXISTING SWITCHES | THOMAS A LUCCHESI ELECTRI | R | 6592 | 26 | 342 | DUNCAN ST |  |  | ISSUED | 2017-02-08
E201702102857 | 2017-02-10 | REWIRE BASEMENT REDO SERVICEWITH 2 METERS 1/200A 3/2/0 2 SUB PANELS 30 LIGHTS 20 SWITCHES 50 RECEPTACLES 1 FAN 1 DISHWASHER 1 GARBAGE DISPOSAL 1 MICROWAVE 1 RANGE 5 SMOKE DETECTORS | S & W ELECTRIC INC. | R | 2366 | 021C | 2700 | TARAVAL ST |  | 1ST FLOOR | ISSUED | 2017-02-10
EW201702173666 | 2017-02-17 | 4 RECESSED LIGHTS AND 1 PENDANT LIGHT | GRANITE ELECTRIC | R | 8710 | 187 | 718 | LONG BRIDGE ST | 1003 | 10 | ISSUED | 2017-02-17
EW201702203674 | 2017-02-20 | RESTORE EXISTING WIRING THAT WAS TAKEN APART FOR STRUCTURAL WORK. | GRANITE ELECTRIC | C | 1522 | 034B | 5845 | GEARY BL | 0 | 1 | ISSUED | 2017-02-20
E201702243138 | 2017-02-24 | GREEN TAG- RECONNECT POWER TO RESIDENTAIL UNIT. | G C ELECTRIC | R | 6405 | 16 | 1155 | GENEVA AV |  |  | COMPLETE | 2017-02-24
E201702132886 | 2017-02-13 | APT 10: KITCHEN & BATHROOM REMODEL. | A A BUILDERS & COMPANY | R | 214 | 17 | 1275 | WASHINGTON ST | 0 |  | ISSUED | 2017-02-13
EW201702023306 | 2017-02-02 | CC 8149 CORRECTION OF KITCHEN ELECTRICAL SYSTEM'S NOT PERMITTED | WELLS ELECTRICAL INC | R | 3502 | 85 | 86 | ELGIN PK |  | 1 | ISSUED | 2017-02-02
EW201702083440 | 2017-02-08 | NEW LED STRIP LIGHTING. LOW VOLTAGE WIRING. TIMER SWITCH AND TIE-INTO EXISTING RECEPTACLE FOR POWER SUPPLY. | PMN DESIGN ELECT INC DBA DESIGN ELC | R | 1534 | 5 | 431 | 10TH AV |  | 1 | COMPLETE | 2017-02-10
EW201702043369 | 2017-02-04 | INSTALL UFER GROUND | BROTHER COMPANY *** CHECK I.D. *** | R | 6521 | 30 | 2861 | FOLSOM ST |  | 1 | ISSUED | 2017-02-04
EW201702223705 | 2017-02-22 | EDLEN ELECTRIC WILL BE PROVIDING TEMPORARY WIRING TO THE NEXT 17 EVENT AT THE MOSCONE WEST. OUR EVENT NUMBER IS #037013SF. | EDLEN ELECTRICAL EXHIBITION SVCS OF CA | C | 3724 | 18 | 800 | HOWARD ST |  | 1 | ISSUED | 2017-02-22
EW201702133544 | 2017-02-13 | PROVIDE NEW LIGHTING RECEPTACLES SWITCHES & SUB-PANEL FOR 2 BED/1BATH UNIT. | CANNING ELECTRIC INC | R | 1224 | 62 | 1696 | PAGE ST |  | 1 | ISSUED | 2017-02-13
EW201702163642 | 2017-02-16 | PROVIDE NEW SUB-PANEL. PROVIDE NEW LIGHTING RECEPTACLES SWITCHES ON 3 FLOORS. | CANNING ELECTRIC INC | R | 1423 | 37 | 226 | 11TH AV |  | 1 | ISSUED | 2017-02-16
EW201702143560 | 2017-02-14 | INSTALLATION OF 1 NEW 30 AMP CIRCUIT FOR NEW STOVE. ALL EXISTING CIRCUITS TO REMAIN. REPLACE AND RELOCATION OF THE EXISTING RECESSED LIGHTS WITH LED. RELOCATION OF THE FRIDGE AND HOOD WIRING. ALL OTHER CIRCUITS EXISTING AND REMAINING. | MERVUE ELECTRIC INC | R | 1231 | 28 | 1669 | PAGE ST |  | 1 | ISSUED | 2017-02-14
E201702223068 | 2017-02-22 | KITCHEN REMODEL | IDEAL CARPENTRY** SEE CONTRACTOR'S NOTE* | R | 7511 | 19 | 25 | AMETHYST WY |  |  | ISSUED | 2017-02-22
E201702142903 | 2017-02-14 | REWIRE UNIT 200A SERVICE UPGRADE 12 LIGHTS 10 SWITCHES 15 RECEPTACLES 1 FAN 1 GARBAGE DISPSOSAL 1 MICROWAVE 3 SMOKE DETECTORS. | VETERANS ELECTRIC | R | 1250 | 31 | 1747 | WALLER ST |  |  | ISSUED | 2017-02-14
EW201702273803 | 2017-02-27 | T.I. NEW LIGHTS RECEPTACLES RECEPTION DESK | SMITH MORTON ELECTRICAL INC. | C | 315 | 3 | 225 | POWELL ST |  | 1 | ISSUED | 2017-02-27
EW201702073423 | 2017-02-07 | NEW KITCHEN WITH A NEW SUB-PANEL | T C ELECTRIC INC | R | 1738 | 54 | 1123 | LINCOLN WY | 0 | 2 | ISSUED | 2017-02-07
E201702223094 | 2017-02-22 | UNIT 4 FINAL INSPECTION | JR ELECTRICAL INC | R | 1521 | 13 | 471 | 23RD AV | 0 |  | COMPLETE | 2017-02-24
EW201702133538 | 2017-02-13 | DEMO HORIZONTAL CABLING FIBER BACKBONE AND AV INSTALLATION PROJECT | BEI CONSTRUCTION INC. | C | 3703 | 58 | 1035 | MARKET ST |  | 7 | ISSUED | 2017-02-13
EW201702143588 | 2017-02-14 | MODULAR FURNITURE INSTALLATION | ADVANCED INSTALLATION SERVICES INC | C | 236 | 19 | 150 | CALIFORNIA ST |  | 0 | COMPLETE | 2017-03-07
E201702213062 | 2017-02-21 | INSTALL UFER GROUND | MARK ELECTRIC | R | 1452 | 46 | 376 | 21ST AV |  |  | COMPLETE | 2017-02-24
EW201702273788 | 2017-02-27 | OVERHEAD ELECTRIC SERVICE UPGRADE FROM ORIGINAL 30A 3WIRE TO 125A UPGRADE GROUNDING SYSTEM AS REQUIRED. | G CONLEY ELECTRIC | R | 2541 | 23 | 8 | ARDENWOOD WY |  | 1 | ISSUED | 2017-02-27
E201702102859 | 2017-02-10 | REPLACE 100A MAIN LIKE FOR LIKE | CERTIFIED ELECTRIC INCORPORATED | R | 6928 | 6 | 51 | CORONA ST |  |  | COMPLETE | 2017-02-24
E201702152942 | 2017-02-15 | ELECTRICAL INSTALLATION AT BUS STATION NE OF INTERSECTION OF SUNNYDALE AVE AND SANTOS ST 15 AMP SERVICE 6 LIGHTS 4 RECEPTACLES 2 CIRCUITS. | NORTH CONSTRUCTION SERVICE INC | C | 9999 | 999 | 999 | UNKNOWN * |  |  | COMPLETE | 2017-02-23
E201702072754 | 2017-02-07 | 2ND FLOOR REMODEL. INSTALL NEW WRING THROUGHOUT. INSTALL 1 NEW 125 AMP ELECTRICAL PANEL IN BASEMENT. 50 LTS 24 SWITCHES 48 RECEPTS 1 MICRO 1 RANGES 4 SMOKE DETECTS 3 FANS 1 DISHWASHERS | HONG CHANG CONSTRUCTION INC | R | 5955 | 002C | 33 | LISBON ST |  |  | ISSUED | 2017-02-07
EW201702023327 | 2017-02-02 | REWIRING BATH AND KITCHEN IN APT #1 | Y G ELECTRIC INC | R | 321 | 5 | 451 | HYDE ST |  | 2 | ISSUED | 2017-02-02
E201702273182 | 2017-02-27 | CC AND RENEWAL OF PERMIT E201602014548. | WING CONSTRUCTION CO. | R | 6979 | 017A | 111 | HAROLD AV |  |  | ISSUED | 2017-02-27
EW201702233733 | 2017-02-23 | INCLUDES SWAPPING FIXTURE FOR FIXTURE AND ADDING A SWITCH. | HAROLD E NUTTER INC. | C | 697 | 39 | 1400 | GEARY BL |  | 1608 | ISSUED | 2017-02-23
EW201702233732 | 2017-02-23 | INCLUDES SWAPPING FIXTURE FOR FIXTURE AND ADDING AND OR REPLACING SWITCHES AND RECEPTACLES. | HAROLD E NUTTER INC. | C | 471 | 3 | 3400 | LAGUNA ST | 0 | 104 | ISSUED | 2017-02-23
E201702223073 | 2017-02-22 | METER AND PANEL BOARD UPGRADE 100A TO 200A | TOT'L ENVIRONM'L /PWER SYM INC DBA:TEPS | R | 3923 | 2 | 1398 | BRYANT ST |  |  | ISSUED | 2017-02-22
E201702213029 | 2017-02-21 | REWIRE KITCHEN DINING LIVINGROOM AND 1 BATHROOM 25 LTS 15 SWITCHES 20 RECEPTS 1 GAR DISP 1 MICRO 1 RANGES 1 FANS 1 DISWHASHERS | FRANMORE ELECTRIC | R | 2655 | 25 | 1258 | CLAYTON ST |  |  | ISSUED | 2017-02-21
EW201702013301 | 2017-02-01 | REDO EXISTING GFCI OUTLET AND SWITCH | LQ ELECTRIC INC. | R | 3642 | 8 | 1258 | SOUTH VAN NESS AV |  | 2 | ISSUED | 2017-02-01
E201702273184 | 2017-02-27 | KITCHEN REMODEL: 10 LIGHTS 4 SWITCHES 12 RECEPTACLES 1 DISHWASHER 1 GARBAGE DISPOSAL 1 MICROWAVE | VALEX CONSTRUCTION | R | 2105 | 17 | 1959 | 29TH AV |  |  | ISSUED | 2017-02-27
E201702072765 | 2017-02-07 | SOLAR: INSTALL 20 ROOF MOUNTED PV MODS 275W/MOD 5.5KW TOTAL RATING; INSTALL SUBPANEL. PLAN 1174. | FIDELITY HOME ENERGY INC. | R | 5741 | 29 | 661 | ANDERSON ST |  |  | ISSUED | 2017-02-07
EW201702133517 | 2017-02-13 | ADD CIRCUITS FOR KITCHEN CABINETS REPLACEMENT | M J ELECTRIC SERVICES | R | 6510 | 022A | 3775 | 24TH ST |  | 2 | COMPLETE | 2017-02-17
EW201702213693 | 2017-02-21 | INSTALL USER GROUND FOR TEMPORARY POWER POLE. | MEGA ELECTRICAL WORKS | R | 2623 | 74 | 53 | STATES ST |  | 1 | ISSUED | 2017-02-21
E201702022673 | 2017-02-02 | NEW ELECTRICAL FOR ENTIRE HOUSE: NEW LIGHTS PLUGS SWITCHES UPGRADE TO NEW 400A U/G SERVICE 2-3 SUBPANELS NEW CKTS. | ERIC WONG | R | 1043 | 19 | 70 | IRIS AV |  |  | ISSUED | 2017-02-06
EW201702113511 | 2017-02-11 | WIRE TWO LED RECESSED LIGHTS (DINING ROOM) AND IN CABINET OUTLET OF EXISTING CIRCUIT. | ELECTRO INTEGRITY | R | 1267 | 50 | 455 | FREDERICK ST |  | 2 | ISSUED | 2017-02-11
EW201702113510 | 2017-02-11 | 200A SERVICE UPGRADE | ELECTRO INTEGRITY | R | 6729 | 8 | 57 | SUSSEX ST |  | 1 | COMPLETE | 2017-02-15
EW201702093486 | 2017-02-09 | COMPLY WITH PHYSICAL INSPECTION REPORT CC 8127. | ECCLES ELECTRICAL | R | 1665 | 23 | 791 | 22ND AV |  | 1 | COMPLETE | 2017-03-03
EW201702253774 | 2017-02-25 | WIRING FOR THE RESTROOM AND LAUNDRY ROOM RE-INSTALL THE LIGHTS AND ADD ONE OUTLET IN OFFICE | RAY'S ELECTRICAL | R | 1521 | 34 | 5947 | GEARY BL |  | 1 | ISSUED | 2017-02-25
EW201702063380 | 2017-02-06 | INSTALLATION OF (10) PANEL ACPV ROOFTOP SOLAR SYSTEM. AC TOGGLE SWITCHES CONDUIT FROM ROOFTOP TO JBOX ROMEX TO BASEMENT LEVEL JBOX HORIZONTAL CONDUIT RUN TO INTERCONNECTION POINT. - 10 ROOF-MOUNTED SOLAR PV MODULES 335 WATTS PER MODULE 10 INTERACTIVE INVERTER TOTAL NO. OF RATING 3.35 KW. | LUMINALT ENERGY CORPORATION | R | 539 | 31 | 2237 | UNION ST |  | 1 | ISSUED | 2017-02-06
EW201702273790 | 2017-02-27 | (7) SPR-X22-360-C-AC MODULES TILT RACK MOUNTED TO THE ROOF. - 7 ROOF-MOUNTED SOLAR PV MODULES 360 WATTS PER MODULE 7 INTERACTIVE INVERTER TOTAL NO. OF RATING 2.52 KW. | LUMINALT ENERGY CORPORATION | R | 3588 | 049P | 3572 | 19TH ST |  | 1 | ISSUED | 2017-02-27
EW201702273794 | 2017-02-27 | INSTALLATION OF INFRASTRUCTURE FOR FUTURE SOLAR PV SYSTEM | LUMINALT ENERGY CORPORATION | R | 1662 | 32 | 740 | 20TH AV |  | 2 | ISSUED | 2017-02-27
E201702082777 | 2017-02-08 | UNIT 4207 REMODEL KITCHEN & BATH IN-KIND 5 LTS 7 SWITCHES 9 RECEPTS 1 GAR DISP 1 MICRO 1 RANGES 1 SMOKE DETECTS 1 DISHWASHERS | REGENCY GENERAL CONTRACTORS INC | R | 32 | 1 | 2211 | STOCKTON ST |  |  | ISSUED | 2017-02-08
E201702082776 | 2017-02-08 | UNIT 2511. REMODEL KITCHEN & BATH IN-KIND 5 LTS 7 SWITCHES 9 RECEPTS 1 GAR DISP 1 MICRO 1 RANGES 1 SMOKE DETECTS 1 DISHWASHERS | REGENCY GENERAL CONTRACTORS INC | R | 32 | 2 | 2390 | POWELL ST |  |  | ISSUED | 2017-02-08
EW201702133534 | 2017-02-13 | INSTALL ROOF-MOUNTED PV SYSTEM CONSISTING OF 10 255W MODULES AND 10 250W ENPHASE MICRO-INVERTERS. - 10 ROOF-MOUNTED SOLAR PV MODULES 255 WATTS PER MODULE 10 INTERACTIVE INVERTER TOTAL NO. OF RATING 2.5 KW. | GRID ALTERNATIVES | R | 5354 | 47 | 15 | APOLLO ST |  | 2 | COMPLETE | 2017-03-10
EW201702043367 | 2017-02-04 | INSTALL (15) ROOF MOUNTED SOLAR PANELS. (3.9KW) WITH BATTERY BACK-UP (13.5KW) - 15 ROOF-MOUNTED SOLAR PV MODULES 260 WATTS PER MODULE 1 INTERACTIVE INVERTER TOTAL NO. OF RATING 3.9 KW. | SOLARCITY CORPORATION | R | 2037A | 29 | 1763 | 12TH AV |  | 2 | ISSUED | 2017-02-04
E201702022655 | 2017-02-02 | BATHROOM UPGRADE INSTALL ONE LIGHT AND SWITCH. | CASA BONITA CONSTRUCTION | R | 252 | 49 | 1255 | CALIFORNIA ST | 601 |  | ISSUED | 2017-02-02
EW201702153603 | 2017-02-15 | REWIRE KITCHEN AND THREE BATHROOMS. REMOVE AND REPLACE 100 AMP SUBPANEL. | WESTWIND BUILDERS & ELECTRIC INC | R | 1928B | 58 | 1742 | 16TH AV |  | 2 | ISSUED | 2017-02-15
E201702223063 | 2017-02-22 | WITNESS TEST | JJ O'SULLIVAN ELECTRIC | R | 3774 | 412 | 200 | BRANNAN ST | 436 |  | COMPLETE | 2017-03-08
E201702062745 | 2017-02-06 | REMODEL UNIT 14 LIGHTS 7 SWITCHES 20 RECEPTACLES 1 FAN 2 SMOKE DETECTORS. | T T K CONSTRUCTION INC | R | 2512 | 001A | 2709 | 43RD AV |  |  | ISSUED | 2017-02-06
E201702213018 | 2017-02-21 | UPGRADE ELECTRICAL AT MASTER BATHROOM. INTALL 1 LIGHT 2 SWITCHES 1 RECETPACLES 1 FAN. | HE & KUANG INC | R | 1547 | 18 | 571 | 04TH AV |  | 2/F | ISSUED | 2017-02-21
EW201702233741 | 2017-02-23 | ELECTRICAL WORK DONE IN CONJUNCTION WITH GENERAL BUILDING PERMIT APPLICATION NUMBER 201702088881 | KLM UTILITIES | R | 3540 | 144 | 2248 | 15TH ST |  | 3 | ISSUED | 2017-02-23
E201702152949 | 2017-02-15 | NEW ELECTRICAL WIRING FOR 2 BEDROOMS 10 LTS 3 SWITCHES 12 RECEPTS | YES CONSTRUCTION GROUP INC | R | 2022 | 19 | 1778 | 28TH AV |  |  | ISSUED | 2017-02-15
EW201702133547 | 2017-02-13 | UPGRADE MAIN SERVICE TO 125AMPS | SKYLAND CONSTRUCTION INC. | R | 1904 | 14 | 1655 | 39TH AV |  | 1 | ISSUED | 2017-02-13
EW201702013274 | 2017-02-01 | REMOVE AND REPLACE 2 ANTENNAS AND THE ADDITION OF 2 RADIOS WITH ASSOCIATED CABLING. | ELECTRIC TECH CONSTRUCTION INC | C | 276 | 17 | 920 | LEAVENWORTH ST |  | 0 | ISSUED | 2017-02-01
E201702273177 | 2017-02-27 | TEMP POWER POLE 200 AMPS | POWER POLE SERVICE LLC | R | 5952 | 2 | 302 | SILVER AV |  |  | ISSUED | 2017-02-27
E201702092841 | 2017-02-09 | RUN NEW WIRE FOR FIRST FLOOR BATHROOM | BILL ELECTRIC COMPANY | R | 2992 | 40 | 148 | ROBINHOOD DR |  |  | ISSUED | 2017-02-09
E201702062735 | 2017-02-06 | REWIRE KITCHEN AND BATH 10 LIGHTS 10 SWITCHES 10 RECEPTACLES 1 FANS 1 DISHWASHER 1 GARBAGE DISPOSAL 1 MICROWAVE 1 RANGE 3 SMOKE DETECTORS. | DAVID RITTENHOUSE | R | 5618 | 29 | 157 | WINFIELD ST |  | UNIT A | ISSUED | 2017-02-06
E201702223077 | 2017-02-22 | INSTALL RESIDENTIAL ELEVATOR | REICA CONSTRUCTION INC | R | 3627 | 7 | 18 | VICKSBURG ST |  |  | ISSUED | 2017-02-22
EW201702243766 | 2017-02-24 | INSTALL (92) DATA CABLES. | MCMILLAN DATA COMMUNICATIONS | C | 232 | 16 | 3 | EMBARCADERO CENTER * |  | 16 | ISSUED | 2017-02-24
E201702132879 | 2017-02-13 | 3R REPORT CORRECTIONS REF CC-7721 | POLR ELECTRIC | R | 3546 | 023A | 465A | 14TH ST |  |  | COMPLETE | 2017-03-07
EW201702133541 | 2017-02-13 | UPGRADE ELECTRICAL SERVICE TO 125 AMPS REPLACE FEDERAL PACIFIC ELECTRICAL PANEL WIRE RECEPTACLES AND LIGHTS/SWITCHES IN DOWNSTAIRS ROOM WIRE RECEPTACLES AND LIGHTS/SWITCHES IN DOWNSTAIRS BATHROOM | V P ELECTRIC CO | R | 6091 | 43 | 506 | ATHENS ST |  | 1 | ISSUED | 2017-02-13
EW201702013282 | 2017-02-01 | ADD FLOOR HEAT CIRCUIT AND THERMOSTAT IN UPSTAIRS BATHROOM ADD ONE NEW GFCI RECEPTACLE IN UPSTAIRS BATHROOM RELOCATE ONE SCONCE LIGHT FIXTURE AND ADD ONE NEW ONE IN UPSTAIRS BATHROOM | V P ELECTRIC CO | R | 1670 | 001B | 2617 | CABRILLO ST |  | 1 | ISSUED | 2017-02-01
E201702273192 | 2017-02-27 | INSTALL 18 LED LIGHTS AND (1) 300W TRANSFORMER. | J L ELECTRIC | R | 4260 | 2 | 1324 | RHODE ISLAND ST |  |  | COMPLETE | 2017-03-01
E201702102849 | 2017-02-10 | UNIT 1 INSTALL NEW ELECTRICAL FIXTURES IN THE KITCHEN AND BATHROOM REPLACE OUTETS IN LIVING ROOM AND BEDROOMS 6 LTS 5 SWITCHES 10 RECEPTS 1 FANS | ESSA'S REMODELING | R | 798 | 1 | 863 | FILLMORE ST |  |  | ISSUED | 2017-02-10
E201702243135 | 2017-02-24 | SOLAR: INSTALL 16 ROOF MOUNTED PV MODS 315W/MOD 5.04KW TOTAL RATING. PLAN 1201. | ALL BAY SOLAR | R | 1554 | 10 | 1010 | BALBOA ST |  |  | COMPLETE | 2017-02-28
EW201702143583 | 2017-02-14 | REPLACE EXISTING ELECTRICAL 100AMP SUB-PANEL AT UNIT E304. | GREEN TECH ELECTRIC SOLUTIONS | C | 1737 | 12 | 1241 | FUNSTON AV | 0 | 304 | ISSUED | 2017-02-14
EW201702143580 | 2017-02-14 | REPLACE EXISTING ELECTRICAL 100AMP SUB-PANEL AT UNIT E301 | GREEN TECH ELECTRIC SOLUTIONS | C | 1737 | 12 | 1241 | FUNSTON AV | 0 | 301 | ISSUED | 2017-02-14
E201702032687 | 2017-02-03 | UNDERGROUND STATION. ELECTRICAL DISTRIBUTION EQUIPMENT DEVICES LOW VOLTAGE MEDIUM VOLTAGE | FISK ELECTRIC COMPANY | C | 211 | 1 | 949 | STOCKTON ST |  |  | ISSUED | 2017-02-03
E201702082786 | 2017-02-08 | KITCHEN REMODEL 9 LED LTS 6 SWITCHES 7 RECEPTS 1 GAR DISP 1 MICRO 1 RANGES 1 FANS 1 DISHWASHERS | ARNOLDS KITCHENS & BATHS | R | 2037A | 32 | 1724 | FUNSTON AV | 0 |  | ISSUED | 2017-02-08
EW201702063391 | 2017-02-06 | 4 EXTERIOR LIGHTS | URBAN ENERGY | C | 5306 | 25 | 4618 | 03RD ST |  | 1 | COMPLETE | 2017-02-08
EW201702013279 | 2017-02-01 | INSTALLATION OF POWER LIGHTING LOW VOLTAGE & SECURITY | BARRY MC GRAW ELECTRIC | C | 3706 | 96 | 51 | YERBA BUENA LN |  | 1 | ISSUED | 2017-02-01
E201702132882 | 2017-02-13 | INSTALL 4 RECEPTICALS FOR 8 FUTRE ELECTRIC VEHICLE CHARGING STALLS 40A CIRCUITS | ABM ELECTRICAL SOLUTIONS DBA LINC LIGHTI | R | 3180 | 3 | 1200 | OCEAN AV |  |  | ISSUED | 2017-02-13
E201702223071 | 2017-02-22 | REPLACE EXISTING FIRE ALARM PANEL AND FIELD DEVICES | TYCO INTEGRATED SECURITY LLC | C | 338 | 12 | 288 | TURK ST |  |  | ISSUED | 2017-02-22
E201702012642 | 2017-02-01 | KITCHEN AND BATHROOM RENOVATION 3 LTS 5 SWITCHES 6 RECEPTS 1 GAR DISP 1 RANGES 1 FANS 1 DISHWASHERS | NOMELLINI CONSTRUCTION * ASK FOR ID * | R | 303 | 1 | 825 | POST ST |  | #125 | COMPLETE | 2017-02-24
E201702082802 | 2017-02-08 | PROVIDE AND INSTALL AUDIO AND TV SYSTEMS DATA AND EQUIPMENT 125 CABLES. | SPARK ELECTRIC | C | 231 | 23 | 2 | EMBARCADERO CENTER * |  | PROMENADE | COMPLETE | 2017-02-13
E201702022650 | 2017-02-02 | 2ND FLOOR: REMODEL KITCHEN AND BATHROOM 35 LIGHTS 12 SWITCHES 30 RECEPTACLES 3 FANS 1 DISHWASHER 1 GARBAGE DISPOSAL 1 MICROWAVE 1 RANGE 6 SMOKE DETECTORS. | MICHAEL LIANG | R | 2784 | 40 | 26 | FARVIEW CT |  | 2ND FLOOR | ISSUED | 2017-02-02
E201702213027 | 2017-02-21 | NEW SUBPANEL TO SUPPLY POWER LEVEL POWER FOR RECESSED LIGHTS SWITCHES RECEPTACLES. 22 LIGHTS 14 SWITCHES 14 RECEPTACLES 3SMOKE DETECTORS | A M V CONSTRUCTION | R | 1343 | 13 | 8 | 16TH AV |  | 1ST FLOOR | ISSUED | 2017-02-22
E201702223070 | 2017-02-22 | CC FOR PERMIT EW201603066713 400A UNDERGROUND SERVICE UPGRADE. | FUSION ELECTRIC | R | 640 | 8 | 1966 | CALIFORNIA ST |  |  | ISSUED | 2017-02-22
E201702012627 | 2017-02-01 | ADDITION OF ELECTRICAL OUTLES AND REPLACE EXISTING LIGHT FIXTURES WITH NEW IN NEW MEDICAL OFFICE | A C F CONSTRUCTION INC. | C | 1191 | 41 | 2250 | HAYES ST |  | 3 | ISSUED | 2017-02-01
E201702223102 | 2017-02-22 | REPAIR AND REPLACE 20 LTS 5 SWITCHES 20 RECEPTS ADD NEW CIRCUIT FOR KITCHEN EQUIPMENT | POWER IN ELECTRIC INC. | R | 228 | 22 | 554 | COMMERCIAL ST | 0 |  | ISSUED | 2017-02-22
E201702233127 | 2017-02-23 | UNIT #539: TO COMPLY WITH PHYSICAL INSPECTION REPORT CC-8097. | SPECTRUM SYSTEMS SF | R | 2828 | 43 | 539 | GRAND VIEW AV |  |  | ISSUED | 2017-02-23
E201702062714 | 2017-02-06 | GROUND FLOOR: INSTALL THE GROUND WIRE (U.F) NOTE: OK TO PROCESS FOR CONCRETE ENCASED ELECTRODE ONLY PER KENNETH BURKE EID | INNOVATE DESIGN CONSTRUCTION INC | R | 3580 | 30 | 461 | SANCHEZ ST |  | GROUND FLOOR | ISSUED | 2017-02-06
E201702062746 | 2017-02-06 | TO OBTAIN A FINAL INSPECTION FOR WORK APPROVE UNDER EXPIRED PERMIT E20070726021. | MENDEZ-ORTIZ CONSTRUCTION INC | R | 281 | 002B | 830 | SUTTER ST | 0 | APTS 3 & 4 | COMPLETE | 2017-03-02
E201702152939 | 2017-02-15 | NEW LIGHTING PER LAYOUT GFI FOR BATHROOM 10 LIGHTS 5 SWITCHES 10 RECEOTACLES 1 FAN 3 SMOKE DETECTORS | SYNERFORCE CONSTRUCTION | R | 7117 | 44 | 227 | RANDOLPH ST |  |  | ISSUED | 2017-02-15
E201702152950 | 2017-02-15 | BATHROOM 2 LIGHTS 2 SWITCHES 2 RECEPTACLE 1 FAN | BARAHONA BROTHERS CONSTRUCTION INC. | R | 5646 | 34 | 91 | WOOL ST |  |  | ISSUED | 2017-02-15
E201702233130 | 2017-02-23 | REMODEL KITCHEN AND BATHROOM RELOCATE SUBPANEL 20 LIGHTS 8 SWITCHES 20 RECEPTACLES 1 DISHWASHER 1 GARBAGE DISPOSAL 1 MICROWAVE 1 RANGE 4 SMOKE DETECTOR. | CASMAN CONSTRUCTION | R | 1523 | 31 | 462 | 22ND AV |  | UNIT #6 | ISSUED | 2017-02-23
E201702243154 | 2017-02-24 | REMODEL BATHROOM 2 LIGHTS 1 RECEPTACLE 1 FAN. | S & I CONSTRUCTION INC | R | 5870 | 8 | 185 | NEY ST |  |  | ISSUED | 2017-02-24
E201702082801 | 2017-02-08 | GROUND FLOOR 1ST FLOOR 2ND FLOOR. KITCHEN AND BATHROOM REMODEL FOR 2 UNITS. 80 LTS 25 SWITCHES 60 RECEPTS 2 GAR DISP 2 MICRO 2 RANGES 12 SMOKE DETECTS 10 FANS 2 DISHWASHERS | N K BUILDING CONSTRUCTION GROUP INC | R | 1108 | 003B | 149 | MASONIC AV |  |  | ISSUED | 2017-02-08
E201702102867 | 2017-02-10 | AMEND PERMIT E201701232435: UPGRADE MAIN SERVICE TO 200 AMPS REWIRE EXISTING: 3 BEDROOMS LIVINGROOM DINING ROOM LAUNRY | EL DORADO ELECTRIC | R | 4150 | 21 | 1061 | FLORIDA ST |  |  | ISSUED | 2017-02-10
E201702273175 | 2017-02-27 | 1ST FLOOR ADD AN EXERCISE ROOM. 2ND FLOOR REMODEL (E) KITCHEN BATHROOMS ADD A POWDER ROOM & ADD A DECK. 15 LIGHTS 12 SWITCHES 13 RECEPTACLES 2 FANS 1 DISHWASHER 1 GARBAGE DISPOSAL 1 MICROWAVE 1 RANGE & 4 SMOKE DETECTORS. | DLIU CONSTRUCTION | R | 5921 | 19 | 44 | GOETTINGEN ST |  | 1ST & 2ND FLS | ISSUED | 2017-02-27
E201702173002 | 2017-02-17 | ADD (2) BEDROOMS (2) BATHROOMS (1) LIVING ROOM AT 1/F; 2/F ADD (1) BATHROOM; 8 LIGHTS 8 SWITCHES 20 RECEPTACLES 3 FANS 6 SMOKE DETECTORS 10 CIRCUITS | T & W CONSTRUCTION CO INC | R | 2111 | 1 | 1601 | ORTEGA ST |  |  | ISSUED | 2017-02-17
E201702032702 | 2017-02-03 | RESTAURANT TI 100 SUBPANEL 20 LIGHTS 5 SWITCHES 20 RECEPTACLES. | H & L CONSTRUCTION INC | C | 542 | 38 | 1977B | UNION ST |  |  | ISSUED | 2017-02-03
EW201702163637 | 2017-02-16 | KITCHEN REMODEL NEW SUB-PANEL | R & C MULHOLLAND INC. | R | 67 | 13 | 2302 | LEAVENWORTH ST |  | 2 | ISSUED | 2017-02-16
EW201702203680 | 2017-02-20 | 2.5 BATHROOMS | R & C MULHOLLAND INC. | R | 1328 | 008A | 2930 | LAKE ST |  | 1 | ISSUED | 2017-02-20
E201702102858 | 2017-02-10 | WORK IN UNIT #1: KITCHEN REMODEL 16 LIGHTS 6 SWITCHES 15 RECEPTACLES 1 DISHWASHER 1 GARBAGE DISPOSAL 1 MICROWAVE 1 RANGE 4 SMOKE DETECTORS. | S & J CONSTRUCTION | R | 5718 | 31 | 31 | LEESE ST |  |  | ISSUED | 2017-02-10
EW201702173650 | 2017-02-17 | VOICE AND DATA CABLING | DECKER ELECTRIC CO INC | R | 813 | 10 | 1390 | MARKET ST | 0 | 9908 | COMPLETE | 2017-03-01
EW201702063377 | 2017-02-06 | FORBES (131)LIGHTS (33)SWITCHES (164)CIRCUITS LIFE SAFETY | MCMILLAN BROS ELECTRIC | C | 3717 | 1 | 101 | MISSION ST |  | 12 | ISSUED | 2017-02-06
EW201702243759 | 2017-02-24 | INSTALL LIGHT FIXTURES @ VISA RESTROOMS - 1 MARKET PLAZA STEUART TOWER 6TH FLOOR | PAGANINI ELECTRIC CORP(SEE SIGNATORIES) | C | 3713 | 6 | 1 | MARKET ST |  | 6 | COMPLETE | 2017-03-02
EW201702243757 | 2017-02-24 | INSTALL LIGHT FIXTURES @ VISA RESTROOMS - ONE MARKET PLAZA STEUART TOWER 5TH FLOOR | PAGANINI ELECTRIC CORP(SEE SIGNATORIES) | C | 3713 | 6 | 1 | MARKET ST |  | 5 | ISSUED | 2017-02-24
EW201702103491 | 2017-02-10 | LIGHTING AND LIGHTING CONTROL UPGRADES. POWER AND DATA UPGRADES. LIFE SAFETY UPGRADES @ FIRST REPUBLIC BANK - 111 PINE STREET 6TH FLOOR. | PAGANINI ELECTRIC CORP(SEE SIGNATORIES) | C | 266 | 1 | 111 | PINE ST |  | 6 | ISSUED | 2017-02-10
EW201702133540 | 2017-02-13 | EC1553. ELECTRICAL AND LIFESAFETY ON THE 13TH FLOOR | C B F INC | C | 3713 | 7 | 1 | MARKET ST |  | 13 | ISSUED | 2017-02-13
EW201702033348 | 2017-02-03 | LIFE SAFETY/ELEC - MAGNETIC DOOR LOCK IN GROUND FLOOR - ES2371 | C B F INC | C | 3706 | 62 | 731 | MARKET ST |  | 1 | ISSUED | 2017-02-03
EW201702033353 | 2017-02-03 | ELEC & LIFE SAFETY T.I. - EC1527 | C B F INC | C | 3593 | 1 | 2300 | HARRISON ST |  | 2 | ISSUED | 2017-02-03
EW201702093477 | 2017-02-09 | EC1546. ELECTRICAL BUILD OUT AND LIFE SAFETY IN SUITE 1225 AND CORRIDOR LOBBY | C B F INC | C | 3721 | 89 | 101 | 02ND ST |  | 1 | ISSUED | 2017-02-09
EW201702143572 | 2017-02-14 | INSTALL (1) L5-30 RECEPTACLE - ES4265 | C B F INC | C | 3709 | 14 | 425 | MARKET ST |  | 22 | COMPLETE | 2017-02-23
EW201702073427 | 2017-02-07 | TELDATA CABLING - TC1133 | C B F INC | C | 3593 | 1 | 2300 | HARRISON ST |  | 3 | ISSUED | 2017-02-07
EW201702013275 | 2017-02-01 | REPLACEMENT OF CORRODED METER SOCKET AND SERVICE MAST. NEW GROUNDING AND BONDING SYSTEM. | IKE'S ELECTRIC | R | 5715 | 12 | 20 | NEWMAN ST |  | 1 | COMPLETE | 2017-02-06
EW201702133515 | 2017-02-13 | NEW PANEL/SERVICE LOCATION LIGHTING AND POWER | YOUNG ELECTRIC CO | C | 310 | 013A | 69 | MAIDEN LN |  | 1 | ISSUED | 2017-02-13
EW201702173658 | 2017-02-17 | REWIRE KITCHEN AND BATHROOM | BLUE LIGHT ELECTRIC | R | 336 | 15 | 555 | EDDY ST |  | 1 | ISSUED | 2017-02-17
EW201702173657 | 2017-02-17 | REWIRE SMALL STUDIO KITCHEN BATHROOM | BLUE LIGHT ELECTRIC | R | 272 | 9 | 626 | POWELL ST |  | 3 | ISSUED | 2017-02-17
E201702062721 | 2017-02-06 | PROVIDE CIRCUITS FOR (2) FURNACES INSTALL 4 LIGHTS 4 RECEPTACLES. | STEWART CHEUNG CONST | R | 4206 | 34 | 2973 | 23RD ST |  |  | ISSUED | 2017-02-06
EW201702103500 | 2017-02-10 | METRO JOB #63604 - GROUND FLOOR - MPOE ROOM - INSTALL POWER FOR (5) NEW DC POWER RECTIFIERS. | METROPOLITAN ELECTRICAL CONSTRUCTION | C | 325 | 31 | 333 | OFARRELL ST |  | 1 | ISSUED | 2017-02-10
EW201702243764 | 2017-02-24 | METRO JOB #60574 - ENGINEERING - INSTALL NEW FIRE PUMPS FANS AND CONTROL WIRING. (PULLED TO REPLACE EXPIRED ELECTRICAL PERMIT EW20151023242 ISSUED ON 10/23/15 | METROPOLITAN ELECTRICAL CONSTRUCTION | C | 232 | 16 | 3 | EMBARCADERO CENTER * |  | 0 | ISSUED | 2017-02-24
E201702152953 | 2017-02-15 | RESTAURANT TI 39 LIGHTS 11 SWITCHES 32 RECEPTACLES 3 FANS 1 DISHWASHER (5)REFRIGERATORS WALK-IN FREEZER. | KITAMI | C | 316 | 2 | 330 | OFARRELL ST |  |  | ISSUED | 2017-02-15
E201702213046 | 2017-02-21 | UFER GROUND | NEW STATE CONSTRUCTION INC | R | 1466 | 44 | 3333 | CLEMENT ST |  |  | COMPLETE | 2017-03-10
E201702022662 | 2017-02-02 | SOLAR: INSTALL 3 ROOF MOUNTED PV MODS 300W/MOD 0.9 TOTAL RATING. | MR. ROOFING INC. | R | 1932 | 25 | 1680 | 12TH AV |  |  | COMPLETE | 2017-02-16
E201702062728 | 2017-02-06 | 1 FAMILY ROOM 1 BEDROOM 1 STORAGE ROOM & 1 BATHROOM AT 1ST FLOOR. | LEI'S CONSTRUCTION CO | R | 6166 | 20 | 442 | HARKNESS AV |  |  | ISSUED | 2017-02-06
E201702162978 | 2017-02-16 | 2 BATHROOM (INCLUDING 1 HANDCAPPED BATHROOM) 1 KITCHEN & SEATING AREA. 20 LIGHTS 10 SWITCHES 30 RECEPTACLES. | LEI'S CONSTRUCTION CO | C | 6462 | 019B | 5249 | MISSION ST |  |  | ISSUED | 2017-02-16
EW201702133543 | 2017-02-13 | INSTALLING DATA LOW VOLTAGE CABLING THROUGHOUT THE BUILDING IN VARIOUS LOCATIONS. | SASCO | C | 3720 | 9 | 415 | MISSION ST |  | 415 | ISSUED | 2017-02-13
EW201702223700 | 2017-02-22 | CATEGORY 4 RETROFIT FIRE ALARM SYSTEM. ONE FOR ONE BASIS. 1 X FACU 1 X MANUAL PULL STATION 2 X MONITOR MODULES FOR TAMPER SWITCHES 2 X MONITOR MODULES FOR FLOW SWITCHES CONNECT EXISTING BELLS. | B B J ELECTRIC INC | R | 6572 | 1 | 3251 | 26TH ST |  | 1 | ISSUED | 2017-02-22
EW201702273812 | 2017-02-27 | INSTALL 6 WORKSTATIONS | PIVOT INTERIORS INC | C | 196 | 16 | 499 | JACKSON ST |  | 3 | ISSUED | 2017-02-27
EW201702273786 | 2017-02-27 | MAIN SERVICE REPAIR | KORBES ELECTRIC | R | 1893 | 46 | 4349 | KIRKHAM ST |  | 1 | ISSUED | 2017-02-27
EW201702163639 | 2017-02-16 | TENANT IMPROVENT ON THE 30TH FLOOR | CAPITOL ELECTRIC CONST | C | 259 | 26 | 555 | CALIFORNIA ST | 0 | 30 | ISSUED | 2017-02-16
EW201702073409 | 2017-02-07 | INSTALL ELECTRICAL DEVICES | CAPITOL ELECTRIC CONST | C | 3717 | 23 | 123 | MISSION ST |  | 9 | ISSUED | 2017-02-07
E201702012646 | 2017-02-01 | 897 HAYES / 650 FILLMORE. COMMERCIAL SPACE. OFFICE AREA OVERHEAD LIGHTS WALL OUTLETS REPAIR AND INSTALL ELECTRICAL WIRING. 8 LTS 6 SWITCHES 10 RECEPTS | BAJADA ELECTRIC | C | 821 | 25 | 897 | HAYES ST |  |  | ISSUED | 2017-02-01
EW201702033352 | 2017-02-03 | FLOORS 1-3 INSTALL NEW HVAC CONTROLS INTO EXISTING EMS SYSTEM. | SYSERCO INC. | R | 5952 | 2 | 302 | SILVER AV |  | 1 | ISSUED | 2017-02-03
EW201702023321 | 2017-02-02 | FLOORS 1-4. NEW BUILDING HVAC INSTALL THROUGHOUT THE BUILDING | SYSERCO INC. | R | 3808 | 15 | 100 | HOOPER ST |  | 1 | ISSUED | 2017-02-02
EW201702083464 | 2017-02-08 | INSTALL A DEDICATED CIRCUIT FOR A HEATING FURNACE. THREE SMOKE DETECTORS ONE SMOKE/CO DETECTOR. | BOLT ELECTRIC | R | 6568 | 35 | 1413 | GUERRERO ST | 0 | 2 | COMPLETE | 2017-02-17
E201702243159 | 2017-02-24 | RE-WIRE EXISTING OUTLETS & LIGHTS W/ NEW SUB-PANEL 5 LTS 5 SWITCHES 12 RECEPTS 3 SMOKE DETECTS | OAKWOOD ELECTRIC | R | 6508 | 26 | 3987 | 24TH ST |  |  | COMPLETE | 2017-03-15
E201702082790 | 2017-02-08 | UFER GROUND | S & W ELECTRIC INC. | R | 7536 | 29 | 527 | VALLEY ST |  |  | ISSUED | 2017-02-08
EW201702023305 | 2017-02-02 | CC 8149 CORRECTION OF KITCHEN ELECTRICAL SYSTEM'S NOT PERMITTED | WELLS ELECTRICAL INC | R | 3502 | 85 | 84 | ELGIN PK |  | 1 | ISSUED | 2017-02-02
EW201702153605 | 2017-02-15 | EDLEN ELECTRIC WILL BE PROVIDING TEMPORARY WIRING TO THE EXPRESS EMPLOYMENT PROFESSIONALS EVENT AT THE MARRIOTT MARQUIS. OUR EVENT NUMBER IS #027014SF | EDLEN ELECTRICAL EXHIBITION SVCS OF CA | C | 3706 | 95 | 55 | 04TH ST |  | 1 | ISSUED | 2017-02-15
E201702012631 | 2017-02-01 | SOLAR INSTALL 15 ROOF-MOUNTED SOLAR PV MODULES 300 WATTS PER MODULE TOTAL SYSTEM RATING 4.5KW. KW FEES PAID ON PERMIT EW201612212531 PER TINGTING YANG. | OCCIDENTAL POWER | R | 6656 | 23 | 136 | RANDALL ST |  |  | ISSUED | 2017-02-01
EW201702133521 | 2017-02-13 | ROOF TOP PV SYSTEM WITH POWER OPTIMIZERS AND 1 GRID INTERACTIVE INVERTER - 6 ROOF-MOUNTED SOLAR PV MODULES 300 WATTS PER MODULE 1 INTERACTIVE INVERTER TOTAL NO. OF RATING 3.8 KW. | OCCIDENTAL POWER | R | 7016 | 26 | 2 | MIRAMAR AV |  | 2 | COMPLETE | 2017-02-22
EW201702133554 | 2017-02-13 | TRENCH & INSTALL #7 PGE BOX. TRENCH & INSTALL 5" PIPES FROM PGE BOX TO STORE FRONT. PROVIDE & INSTALL 1600AMP SQUARE D SWITCHGEAR. CHANGE OVER POWER FOR BASEMENT COMMERCIAL UNITS & APARTMENTS | CANNING ELECTRIC INC | C | 672 | 002A | 1405 | FRANKLIN ST |  | 1 | ISSUED | 2017-02-13
EW201702223711 | 2017-02-22 | DEMO AT LOBBY ONLY REPLACE LIGHTING AND POWER FOR NEW CIRCUIT AT LOBBY. | CANNING ELECTRIC INC | C | 309 | 10 | 166 | GEARY ST | 0 | 1 | ISSUED | 2017-02-22
EW201702213692 | 2017-02-21 | INSTALL ELECTRICAL LOW VOLTAGE LIGHTING SYSTEMS AND FIRE ALARM FOR A TI. FENDI | LYNCH ELECTRIC & SONS INC. | C | 309 | 1 | 201 | POST ST |  | 1 | ISSUED | 2017-02-21
EW201702153594 | 2017-02-15 | NEW WIRING FOR NEW KITCHEN AREA. INSTALL NEW SUB PANEL IN LAUNDRY ROOM. | ROCHE ELECTRIC | R | 5529 | 32 | 205 | MULLEN AV |  | 1 | ISSUED | 2017-02-15
EW201702153593 | 2017-02-15 | NEW ELECTRICAL FOR KITCHEN / FAMILY ROOM /DINING ROOM . NEW 200 AMP SERVICE. | ROCHE ELECTRIC | R | 1618 | 004G | 775 | 26TH AV |  | 1 | ISSUED | 2017-02-15
E201702082774 | 2017-02-08 | SURVEY | BAMBOO GREEN ELEC IND CO | R | 4337 | 9 | 3000 | CESAR CHAVEZ ST |  |  | ISSUED | 2017-02-08
E201702082773 | 2017-02-08 | ADDING BEDROOM AND BATH IN THE GARAGE LEVEL OF ELECTRICAL WORKS 12 LTS 8 SWITCHES 13 RECEPTS 2 SMOKE DETECTS | BAMBOO GREEN ELEC IND CO | R | 5876 | 4 | 224 | BOWDOIN ST |  |  | ISSUED | 2017-02-08
E201702092820 | 2017-02-09 | 2/F BATHROOM: 3 LIGHTS 2 SWITCHES 2 RECEPTACLES 1 FAN. | TONI'S CONSTRUCTION | R | 1895 | 9 | 1637 | 48TH AV |  |  | ISSUED | 2017-02-09
EW201702233743 | 2017-02-23 | RELOCATION OF EXISTING CIRCUITS FOR KITCHEN EQUIPMENT. | ERNEST F FERRARI ELECT INC | C | 3912 | 3 | 11 | DIVISION ST |  | 1 | ISSUED | 2017-02-23
E201702132887 | 2017-02-13 | KITCHEN & BATHROOM REMODEL: NEW LIGHTS SWITCHES PLUGS. | R. C. CONSTRUCTION | R | 1023 | 28 | 1832 | LYON ST |  |  | ISSUED | 2017-02-13
EW201702063382 | 2017-02-06 | BEI JOB# C170077 - ECG FOR 9TH FLOOR SUITE 950. INSTALL 100 CABLES 1 120V OUTLET AND INSTALL 5 FURNITURE WALL FEED CONNECTIONS. | BEI CONSTRUCTION INC. | C | 238 | 1 | 275 | BATTERY ST |  | 9 | COMPLETE | 2017-03-01
EW201702033355 | 2017-02-03 | MODULAR FURNITURE INSTALLATION | ADVANCED INSTALLATION SERVICES INC | C | 289 | 1 | 225 | BUSH ST |  | 16 | ISSUED | 2017-02-03
EW201702273805 | 2017-02-27 | MODULAR FURNITURE INSTALLATION | ADVANCED INSTALLATION SERVICES INC | C | 3718 | 26 | 201 | MISSION ST |  | 28 | COMPLETE | 2017-03-01
EW201702143570 | 2017-02-14 | COMPLETE REWIRE OF 3 UNIT BUILDING | DOWLING ELECTRIC | R | 2627 | 24 | 148 | SATURN ST |  | 0 | ISSUED | 2017-02-14
E201702273173 | 2017-02-27 | KITCHEN: SWITCHES RECEPTICALS | UNION PACIFIC CONSTRUCTION INC | R | 6727 | 15 | 562 | CHENERY ST |  |  | ISSUED | 2017-02-27
EW201702153592 | 2017-02-15 | MISC LIGHTING POWER ALTERATIONS AND UPGRADES THROUGHOUT UNIT #506. | DB ELECTRIC | R | 629 | 64 | 2121 | WEBSTER ST |  | 506 | ISSUED | 2017-02-15
EW201702083448 | 2017-02-08 | REMODELING OF GROUND FLOOR. | CHASOV ELECTRICAL VOICE & DATA | R | 5324 | 20 | 1447 | OAKDALE AV |  | 1 | ISSUED | 2017-02-08
E201702092822 | 2017-02-09 | INSTALL 4 LIGHTS AND 6 OUTLETS IN STORAGE ROOM. | K L & C ELECTRIC INC / PLS CHK ID/NOTES | R | 1840 | 9 | 1447 | FUNSTON AV |  | 1ST FLOOR | ISSUED | 2017-02-09
E201702213037 | 2017-02-21 | SURVEY | BAY ELECTRIC | R | 1255 | 64 | 60 | DELMAR ST |  |  | ISSUED | 2017-02-21
EW201702133553 | 2017-02-13 | INSTALL 15 OUTLETS IN BAR AREA CORRECTED THE ELECTRICAL PANEL . | Y G ELECTRIC INC | C | 301 | 16 | 1085 | SUTTER ST |  | 1 | ISSUED | 2017-02-13
E201702062719 | 2017-02-06 | INSTALL 100A TEMP POWER POLE 4 RECEPTACLES REF E201702062718. | D P H ELECTRICAL CONTRACTING INC | R | 655 | 1 | 2501 | CALIFORNIA ST |  |  | ISSUED | 2017-02-06
E201702032696 | 2017-02-03 | 400A SERVICE UPGRADE. | TROJAN SYSTEMS INC. | R | 7542 | 11 | 21 | EVERSON ST |  |  | ISSUED | 2017-02-03
E201702142924 | 2017-02-14 | 2ND FLOOR REMODEL KITCHEN AND 2 BATHROOMS LIVING ROOM DINING ROOM AND BEDROOM 10 LTS 12 SWITCHES 30 RECEPTS 5 SMOKE DETECTS 2 FANS | J P E CONSTRUCTION | R | 6342 | 34 | 751 | MADRID ST |  |  | ISSUED | 2017-02-14
E201702172992 | 2017-02-17 | SOLAR: PLAN 1191 16 PV MODS 285 WTTS PER MOD 4.56 = DC KW SYSTEM | PETERSEN - DEAN INC | R | 2988 | 19 | 559 | ULLOA ST |  |  | ISSUED | 2017-02-17
EW201702273785 | 2017-02-27 | INSTALLATION OF RECESSED LIGHT CANS LED FIXTURES OUTLETS SWITCHES AND ALL WIRING. ALL NEW ELECTRICAL WORK. | PRECISION AIR SYSTEMS | R | 78 | 59 | 241 | TELEGRAPH HILL BL | 0 | 402 | ISSUED | 2017-02-27
E201702152933 | 2017-02-15 | (1) EXTERIOR SIGN "GLENAS" | AD ART INC. | C | 4058 | 5 | 632 | 20TH ST |  | 1/F | ISSUED | 2017-02-15
EW201702203678 | 2017-02-20 | INSTALLATION OF A SPRINKLER MONITORING SYSTEM INCLUDING: NEW FIRE ALARM CONTROL UNIT HEAT ABOVE FACU PULL STATION AND INPUT MODULES TO MONITOR WATER FLOW AND TAMPER DEVICES. | CRIME WATCH SECURITY SYSTEMS INC | R | 1657 | 3 | 723 | 14TH AV |  | 1 | COMPLETE | 2017-03-01
EW201702203677 | 2017-02-20 | INSTALLATION OF A SPRINKLER MONITORING SYSTEM INCLUDING: NEW FIRE ALARM CONTROL UNIT SMOKE ABOVE FACU PULL STATION AND INPUT MODULES TO MONITOR WATER FLOW AND TAMPER DEVICES. | CRIME WATCH SECURITY SYSTEMS INC | R | 585 | 12 | 2680 | JACKSON ST |  | 1 | ISSUED | 2017-02-20
EW201702173655 | 2017-02-17 | INSTALLATION OF A NEW SPRINKLER MONITORING SYSTEM. | CRIME WATCH SECURITY SYSTEMS INC | R | 154 | 11 | 1424 | PACIFIC AV |  | 1 | COMPLETE | 2017-02-22
EW201702273789 | 2017-02-27 | EMERGENCY DIAGNOSIS AND REPLACEMENT OF A EXISTING INOPERABLE (TROUBLES) FIRE ALARM CONTROL PANEL PER SFFD REQUEST. UPGRADING THE ENTIRE SYSTEM WILL BE PROVIDED UNDER A SEPERATE PERMIT. | CRIME WATCH SECURITY SYSTEMS INC | R | 3726 | 172 | 1009 | MISSION ST |  | 1 | COMPLETE | 2017-03-07
E201702223088 | 2017-02-22 | REMOTE KITCHEN 8 LTS 6 SWITCHES 10 RECEPTS 1 GAR DISP 1 RANGES 1 DISHWASHERS | HUBERT PENNY | R | 6632 | 102 | 220 | DAY ST | 0 |  | ISSUED | 2017-02-22
E201702102844 | 2017-02-10 | REMODEL: KITCHEN DINING ROOM. NEW BATHROOM ADDITION. 15 LTS 8 SWITCHES 23 RECEPTS 1 GAR DISP 1 FANS 1 DISHWASHERS REPLACE SUBPANEL | ANDY ELECTRIC SERVICES | R | 6653 | 17 | 278 | RANDALL ST |  |  | ISSUED | 2017-02-10
EW201702153615 | 2017-02-15 | BATHROOM ELECTRICAL UPGRADE ADDING OUTLETS AND SWITCHING OUT FIXTURES | MC 2 ELECTRIC INC. | R | 2889 | 1 | 100 | WOODSIDE AV |  | 0 | ISSUED | 2017-02-15
EW201702013299 | 2017-02-01 | INFRASTRUCTURE PERMIT APPLICATION TO INSTALL STANCHIONS/ CONDUIT FOR PV SOLAR SYSTEM | LUMINALT ENERGY CORPORATION | R | 2701A | 19 | 4621 | 19TH ST |  | 1 | ISSUED | 2017-02-01
EW201702063396 | 2017-02-06 | INSTALLATION OF (11) PANEL ACPV SOLAR SYSTEM AC SHUTOFF SWITCH CONDUIT TO INTERCONNECTION POINT NECESSARY J-BOXES. INSTALLATION OF (1) NEW 125 AMP SUB PANEL CONDUIT TO EXISTING MAIN PANEL. - 11 ROOF-MOUNTED SOLAR PV MODULES 345 WATTS PER MODULE 11 INTERACTIVE INVERTER TOTAL NO. OF RATING 3.795 KW. | LUMINALT ENERGY CORPORATION | R | 6934 | 6 | 525 | FAXON AV |  | 1 | COMPLETE | 2017-02-21
E201702243151 | 2017-02-24 | SOALR: PLAN 1210 12 PV MODS 345 WATTS PER MOD 4.14 = DC KW SYSTEM PL3283 | LUMINALT ENERGY CORPORATION | R | 7522 | 11 | 192 | GOLD MINE DR |  |  | ISSUED | 2017-02-24
EW201702263781 | 2017-02-26 | THE TYPE OF WORK TO BE DONE IS A BATHROOM REMODEL. IT WILL CONSIST OF 2 RECESS LIGHTS 1 VANITY LIGHT 1 EXHAUST FAN 3 SWITCHES AND 1 PLUG. | ALLEN LEONG | R | 6798 | 023B | 89 | THERESA ST |  | 2 | ISSUED | 2017-02-26
E201702022656 | 2017-02-02 | REMODEL EXISTING KITCHEN- 13 OUTLETS AND 6 RECESS LIGHTS. | LEE FAMILY CORPORATION | R | 1808 | 18 | 1479 | 45TH AV |  |  | ISSUED | 2017-02-02
E201702243157 | 2017-02-24 | REWIRE UNIT 30 LIGHTS 20 SWITCHES 50 RECEPTACLES 3 FANS 1 DISHWASHER 1 GARBAGE DISPOSAL 1 MICROWAVE 1 RANGE 10 SMOKE DETECTORS. | ALLIED TEAMWORK CONSTRUCTION CO | R | 3614 | 93 | 2578 | FOLSOM ST | 0 |  | ISSUED | 2017-02-24
E201702223082 | 2017-02-22 | CHANGE OF USE. NEW TEA SHOP IN (E) VACANT SPACE INCLUDING NEW RESTROOM NEW COUNTER AND NEW EQUIPMENT. ALL INTERIOR WORK. INSTALL 15 LIGHTS 8 SWITCHES 20 RECEPTACLES 1 DISHWASHER 1 MICROWAVE 1 RANGE 2 SMOKE DETECTORS. | J L M CONSTRUCTION INC. | C | 1530 | 1 | 5015 | GEARY BL |  | 1/F | ISSUED | 2017-02-22
EW201702153612 | 2017-02-15 | NEW ROOFTOP PV SYSTEM ON TILTED RACK. (12) LG 315W MODULES AND (1) SMA 3.8KW INVERTER ON THE ROOF. - 12 ROOF-MOUNTED SOLAR PV MODULES 315 WATTS PER MODULE 1 INTERACTIVE INVERTER TOTAL NO. OF RATING 3.8 KW. | ALBION POWER COMPANY INC | R | 6631 | 6 | 314 | DAY ST |  | 1 | ISSUED | 2017-02-15
EW201702083437 | 2017-02-08 | INSTALL (12) ROOF MOUNTED SOLAR PANELS. (3.78KW) - 12 ROOF-MOUNTED SOLAR PV MODULES 315 WATTS PER MODULE 1 INTERACTIVE INVERTER TOTAL NO. OF RATING 3 KW. | SOLARCITY CORPORATION | R | 1806 | 15 | 4316 | KIRKHAM ST |  | 1 | ISSUED | 2017-02-08
EW201702083438 | 2017-02-08 | INSTALL (8) ROOF MOUNTED SOLAR PANELS. (2.52 KW) - 8 ROOF-MOUNTED SOLAR PV MODULES 315 WATTS PER MODULE 1 INTERACTIVE INVERTER TOTAL NO. OF RATING 3 KW. | SOLARCITY CORPORATION | R | 1893 | 37 | 1536 | 48TH AV |  | 2 | ISSUED | 2017-02-08
E201702233117 | 2017-02-23 | INSTALL ONE 40A 220V ELECTRICAL CHARGER IN GARAGE. | WEI'S CONSTRUCTION CO | R | 3038 | 2 | 100 | BRENTWOOD AV |  |  | ISSUED | 2017-02-23
EW201702133525 | 2017-02-13 | CHANGE OUT OLD OVERHEAD DETERIORATED ELECTRICAL SERVICE PANEL TO NEW 200 AMP SERVICE. | CAHALANE ELECTRIC INC | R | 2976 | 5 | 349 | KENSINGTON WY |  | 0 | COMPLETE | 2017-03-03
E201702233132 | 2017-02-23 | INSTALL FIRE SPRINKLER FLOW MONITOR SYSTEM. | K K ELECTRIC & ALARM COMPANY | R | 0443A | 17 | 1767 | BEACH ST |  |  | ISSUED | 2017-02-23
E201702223083 | 2017-02-22 | GROUND/GARAGE/1ST FLOOR LEVEL: 14 LIGHTS 12 SWITCHES 29 RECEPTACLES 3 FANS 4 SMOKE DETECTORS; SERVICE NO. & SIZE: (1) 200 AMPS; ADD 2 BEDROOMS 2 FULL BATHS ENTERTAINMENT OFFICE MUD ROOM STORAGE AND 1 POWDER RM ON (GARAGE LEVEL)1ST FL PER PLAN | AHO CONSTRUCTION | R | 6476 | 1 | 100 | FLORENTINE AV |  | GROUND FLOOR | ISSUED | 2017-02-22
EW201702153617 | 2017-02-15 | INSTALLATION OF 125 MODULAR WORKSTATIONS | ALL MODULAR SYSTEMS INC. | C | 3708 | 56 | 525 | MARKET ST |  | 28 | ISSUED | 2017-02-15
EW201702173644 | 2017-02-17 | AT 2ND FLOOR OPEN AREA OFFICE ADD 26 OUTLET PLUGS AT THE SERVER ROOM ADD 5 CIRCUITS TWO FOR SERVER TWO FOR PORTABLE A/C ONE FOR LOW VOLTAGES PANEL PLUGS. | JAMES' ELECTRIC COMPANY | C | 3764 | 61 | 340 | BRYANT ST |  | 2 | COMPLETE | 2017-02-21
E201702102854 | 2017-02-10 | SOLAR: PLAN 1187 18 PV MODS 265 WATTS PER MOD 4.77 = DC KW SYSTEM | SUNRUN INSTALLATION SERVICES INC | R | 6945 | 3 | 265 | HAROLD AV |  |  | ISSUED | 2017-02-10
E201702273178 | 2017-02-27 | REMODELING 2 BATHROOMS & KITCHEN ON 2 FLOOR NEW LIGHTS PLUGS SWITCHES. | BAY C T CONSTRUCTION INC | R | 3640 | 043A | 1046 | TREAT AV |  |  | ISSUED | 2017-02-27
E201702223100 | 2017-02-22 | RELOCATE KITCHEN TO (E) DINING ROOM ADD 1 BATH AND CLOSET SPACE IN (E) KITCHEN. INSTALL 6 LIGHTS 6 SWITCHES 13 RECEPTACLES 1 FAN 1 DISHWASHER 1 GARBAGE DISPOSAL 1 RANGE. | BAY C T CONSTRUCTION INC | R | 2901A | 19 | 45 | TERESITA BL |  | 2/F | ISSUED | 2017-02-22
EW201702023318 | 2017-02-02 | REPORT OF CONDITION 1801-1803 JONES STREET. PHYSICAL INSPECTION CC- 5650 ELECTRICAL INSPECTION REPORT | NEWGRANGE ELECTRICAL | R | 126 | 7 | 1801 | JONES ST |  | 1 | COMPLETE | 2017-02-14
EW201702233737 | 2017-02-23 | SERVICE TAP & DISCONNECT. INSTALL 60 AMP WALL CONNECTOR WITHIN 40 FEET OF MAIN PANEL. | CHRISTOPHER L MC WHERTER | R | 3588 | 136 | 3500 | 19TH ST | 301 | 1 | COMPLETE | 2017-03-07
E201702082784 | 2017-02-08 | ELECTRICAL PANEL UPGRADE TO 125 AMPS | ELI FLORES | R | 2751 | 8 | 371 | DIAMOND ST |  |  | ISSUED | 2017-02-08
E201702022674 | 2017-02-02 | ADDRESS CORRECTION: # 6 IS THE CORRECT UNIT. REF PERMIT E201611221260 | LEMA CONSTRUCTION | R | 624 | 19 | 1940 | SACRAMENTO ST | 6 |  | ISSUED | 2017-02-02
EW201702273815 | 2017-02-27 | INSTALLATION OF 9 SOLAR PANELS - 9 ROOF-MOUNTED SOLAR PV MODULES 320 WATTS PER MODULE 9 INTERACTIVE INVERTER TOTAL NO. OF RATING 2.88 KW. | SWANROCK INC. DBA: SKYTECH SOLAR | R | 5699 | 32 | 301 | NEVADA ST |  | 0 | ISSUED | 2017-02-27
E201702092821 | 2017-02-09 | SOLAR: PLAN 1185 15 PV MODS 280 WATTS PER MOD 4.20 = DC KW SYSTEM | SWANROCK INC. DBA: SKYTECH SOLAR | R | 2054 | 11 | 1883 | 17TH AV |  |  | ISSUED | 2017-02-09
E201702032699 | 2017-02-03 | SOALR INSTALL 18 PV MODULES 320 WATTS PER MODULE 5.76 KW RATING PLAN 1159. | SWANROCK INC. DBA: SKYTECH SOLAR | R | 1809 | 8 | 1465 | 44TH AV |  |  | ISSUED | 2017-02-03
EW201702233736 | 2017-02-23 | INSTALL BOND TO GAS ADD OUTLET AT FURNACE | M F ELECTRIC | R | 6592 | 18 | 326 | DUNCAN ST |  | 1 | COMPLETE | 2017-03-01
EW201702093467 | 2017-02-09 | INSTALLATION OF DATA COMMUNICATION WIRING. | ACCESS COMMUNICATIONS INC. | C | 3789 | 7 | 625 | 02ND ST |  | 3 | ISSUED | 2017-02-09
EW201702143569 | 2017-02-14 | INSTALL (250) DATA CABLES | MCMILLAN DATA COMMUNICATIONS | C | 264 | 4 | 1 | CALIFORNIA ST |  | 27 | ISSUED | 2017-02-14
EW201702143568 | 2017-02-14 | INSTALL (16) DATA CABLES | MCMILLAN DATA COMMUNICATIONS | C | 3735 | 59 | 201 | 03RD ST |  | 11 | ISSUED | 2017-02-14
E201702132880 | 2017-02-13 | 3R REPORT CORRECTIONS REF CC-8038 | POLR ELECTRIC | R | 3546 | 023A | 465B | 14TH ST |  |  | COMPLETE | 2017-03-07
E201702142911 | 2017-02-14 | 400A SERVICE UPGRADE 5 LIGHTS 4 SWITCHES 1 FAN. | PROJECT CONTRACTOR INC | R | 5457 | 22 | 2865 | SAN BRUNO AV |  |  | ISSUED | 2017-02-14
EW201702263776 | 2017-02-26 | ENTIRE UNIT NEW WIRING | H P E ELECTRIC INC | R | 190 | 11 | 1308 | TAYLOR ST |  | 1 | ISSUED | 2017-02-26
E201702152927 | 2017-02-15 | INSTALL VANITY LIGHT RECESSED LIGHT AND FAN FOR BATHROOM. INSTALL GFCI RECESSED LIGHTS HOOD DISHWASHER RANGE FRIDGE FOR KITCHEN. | CHL CONSTRUCTION COMPANY | R | 5529 | 7 | 1628 | YORK ST |  |  | ISSUED | 2017-02-15
EW201702033349 | 2017-02-03 | INSTALL A 3.52 KW PV SOLAR SYSTEM ROOF MOUNTED - 11 ROOF-MOUNTED SOLAR PV MODULES 320 WATTS PER MODULE 11 INTERACTIVE INVERTER TOTAL NO. OF RATING 3.08 KW. | ALL BAY SOLAR | R | 2373 | 3 | 2323 | 44TH AV |  | 1 | ISSUED | 2017-02-03
EW201702103494 | 2017-02-10 | INSTALLING 11 PV MODS ROOF MOUNTED - 11 ROOF-MOUNTED SOLAR PV MODULES 320 WATTS PER MODULE 11 INTERACTIVE INVERTER TOTAL NO. OF RATING 3.52 KW. | ALL BAY SOLAR | R | 2373 | 13 | 2363 | 44TH AV |  | 1 | COMPLETE | 2017-02-16
EW201702073424 | 2017-02-07 | REPLACE EXISTING ELECTRICAL 100AMP SUB-PANEL AT UNIT E103. | GREEN TECH ELECTRIC SOLUTIONS | C | 1737 | 12 | 1241 | FUNSTON AV | 0 | 103 | COMPLETE | 2017-02-14
EW201702143584 | 2017-02-14 | REPLACE EXISTING ELECTRICAL 100AMP SUB-PANEL AT UNIT E308. | GREEN TECH ELECTRIC SOLUTIONS | C | 1737 | 12 | 1241 | FUNSTON AV | 0 | 308 | COMPLETE | 2017-03-01
EW201702153598 | 2017-02-15 | USER GROUND | I M ELECTRICAL | R | 1745 | 6 | 1235 | 05TH AV |  | 1 | ISSUED | 2017-02-15
EW201702083441 | 2017-02-08 | NEW CONSTRUCTION SINGLE FAMILY HOME INCLUDING 200AMP SERVICE | URBAN ENERGY | R | 1050 | 7 | 1801 | SCOTT ST |  | 1 | ISSUED | 2017-02-08
E201702142907 | 2017-02-14 | UNIT #381: INSTALL (2) ILLUMINATED SIGNS ON MALL INTERIOR FOR "LOVESAC" | INTEGRATED SIGN INSTALLATIONS INC | C | 3705 | 42 | 865 | MARKET ST |  | 2/F | ISSUED | 2017-02-14
E201702172996 | 2017-02-17 | INSTALL (16) 50A OUTLETS FOR FUTURE CAR CHARGERS 16 RECEPTACLES. | ABM ELECTRICAL SOLUTIONS DBA LINC LIGHTI | C | 300 | 22 | 965 | SUTTER ST |  |  | ISSUED | 2017-02-17
E201702022672 | 2017-02-02 | REMODEL 2 1/2 BATHROOMS 6 LIGHTS 8 SWITCHES 3 RECEPTACLES 2 FANS 6 SMOKE DETECTORS 100A SERVICE UPGRADE. | BLUEFIELD CONSTRUCTION | R | 2366 | 10 | 2339 | 37TH AV |  |  | ISSUED | 2017-02-02
E201702223085 | 2017-02-22 | REPLACE 10 RECEPTACLES & 4 SWITCHES. | PKM BUILDERS INC** SEE NOTES ** | R | 6087 | 38 | 566 | MADRID ST |  | 1ST FL | SUSPENDED | 2017-03-01
E201702233123 | 2017-02-23 | STE. #9005 SC6: ADD TWO NEW 20AMP AND TWO NEW 30AMP CIRCUITS TO EXISTING JUICE CRAZE LOCATION. | SIMPLY BETTER REMODELS | C | 3705 | 42 | 865 | MARKET ST |  |  | ISSUED | 2017-02-23
E201702032706 | 2017-02-03 | APT M1-802 BATHROOM & KITCHEN REPLACE (E) LIGHTS SWITCHES & RECEPTACLES. | PS2 INC | R | 707 | 43 | 1730 | OFARRELL ST |  |  | COMPLETE | 2017-03-02
E201702213011 | 2017-02-21 | REMODEL KITCHEN. REPLACE OUTLET BY CODE. INSTALL 50 AMP SUBPANEL. UPGRADE 4 LED RECESSED LIGHTS. UPGRADE BATHROOM LIGHT FAN GFCI | AMERICAN HONOR BUILDER INC | R | 6778 | 20 | 270 | SANTA ROSA AV |  |  | ISSUED | 2017-02-21
E201702273198 | 2017-02-27 | UNIT #205: PANEL UPGRADE. | SPECTRUM SYSTEMS SF | R | 0464A | 6 | 3455 | PIERCE ST | 0 |  | ISSUED | 2017-02-27
E201702022649 | 2017-02-02 | SOLAR: INSTALL 16 ROOF MOUNTED PV MODS 260W/MOD 16.0KW TOTAL RATING. PLAN 1069. | ENERGY REMODELING INC | R | 3608 | 15 | 3340 | 21ST ST |  |  | COMPLETE | 2017-02-24
EW201702073418 | 2017-02-07 | TRANSFER OVER HEAD SERVICE TO UNDER GROUND SERVICE | ASTORGA CONSTRUCTION INC | C | 3641 | 009A | 2764 | FOLSOM ST |  | 1 | ISSUED | 2017-02-07
E201702213039 | 2017-02-21 | NEW ELECTRICAL FOR BATHROOM ADDITON NEW LIGHTS NEW EXHAUST FAN 1 GCI OUTLET BY CODE | BUILD 4 LESS CONSTRUCTION INC | R | 2679 | 4 | 215 | OAK PARK DR |  |  | CANCELLED | 2017-02-23
E201702162974 | 2017-02-16 | INSTALLATION OF 45 DATA AND A/V CABLES. | CLEARSTREAM COMMUNICATIONS INC | C | 936 | 9 | 2414 | LOMBARD ST |  |  | ISSUED | 2017-02-16
E201702243162 | 2017-02-24 | ELECTRICAL FOR NEW AC SWAMP COOLER & EXHAUST FAN. 3 SWITCHES 4 RECEPTACLES | TONY CHANG | C | 355 | 4 | 1220 | MARKET ST |  | 1ST FL | ISSUED | 2017-02-24
E201702142920 | 2017-02-14 | SOLAR: 11 PV MODS 290 WATTS PER MOD 3.19 = DC KW SYSTEM | ENERGY ENTERPRISES USA INC
DBA CANOPY EN | R | 7231 | 1 | 3210 | 19TH AV |  |  | COMPLETE | 2017-03-03
E201702172981 | 2017-02-17 | INTERIOR REMODEL 100A SUBPANEL 18 LIGHTS 12 SWITCHES 25 RECEPTACES 4 FANS 1 DISHWASHER 1 GARBAGE DISPOSAL 1 MICROWAVE 1 RANGE 5 SMOKE DETECTOR. | EL DORADO ELECTRIC | R | 118 | 26 | 1700 | MASON ST |  |  | ISSUED | 2017-02-17
EW201702093484 | 2017-02-09 | PRE-CONSTRUCTION SITE VISIT WITH INSPECTOR TO DETERMINE BEST POSSIBLE INSTALLATION OF NEW ELECTRICAL SERVICE METER LOCATION. | ODOM ELECTRIC INC | R | 5644 | 13 | 301 | EUGENIA AV |  | 1 | ISSUED | 2017-02-09
E201702082781 | 2017-02-08 | REPLACE KNOBS & TUBE WITH ROMEX MAIN FLOOR AND TOP FLOOR BEDROOM 26 LTS 32 SWITCHES 50 RECPETS 1 GAR DISP 1 RANGES 4 SMOKE DETECTS 3 FANS 1 DISHWASHERS | SCHAFER ELECTRIC INC | R | 0418A | 25 | 76 | RICO WY |  |  | ISSUED | 2017-02-08
E201702072753 | 2017-02-07 | BATHROOM REMODEL: USE (E) DEDICATED CKT AND ADD GFCI PLUG SWITCHE FOR 4IN RECESSED LIGHTING SWITCH FOR (N) FAN AND ADDING RADIANT FLOR HEATING UNDER TILE. | CARTER CONSTRUCTION | R | 1564 | 31 | 558 | 22ND AV |  |  | ISSUED | 2017-02-07
E201702223090 | 2017-02-22 | KITCHEN REMODEL. | ANSTIRMAN CONSTRUCTION | R | 1616 | 8 | 747 | 28TH AV |  |  | ISSUED | 2017-02-22
E201702102863 | 2017-02-10 | CHANGE THE ELECTRICAL MAIN PANEL BOX . INSTALL NEW FAN CAN LIGHTS GFI OUTLETS IN BATHROOM INSTALL CAN LIGHTS IN DINING ROOM & LIVING ROOM. | HT CONSTRUCTION COMPANY | R | 7088 | 39 | 270 | RAMSELL ST |  |  | ISSUED | 2017-02-13
E201702213013 | 2017-02-21 | REMODEL BATHROOM AND FAMILY ROOM INSTALL OUTDOOR LIGHTING NEW SUBPANEL 10 LIGHTS 5 SWITCHES 11 RECEPTACLES 1 FAN 2 SMOKE DETECTORS. | RAY TOM CONSTRUCTION INC | R | 1674 | 2 | 851 | 31ST AV |  |  | ISSUED | 2017-02-21
E201702243140 | 2017-02-24 | KITCHEN / BREAKFAST ROOM REMODEL ADD LAUNDRY 35 LTS 20 SWITCHES 40 RECEPTS 2 GAR DISP 1 MICRO 2 FANS 2 DISHWASHERS | PIRMAN CONSTRUCTION | R | 3104 | 5 | 130 | SAN BUENAVENTURA WY |  |  | ISSUED | 2017-02-24