## issued_permits
PERMIT NUMBER | APPLICATION_CREATION_DATE | DESCRIPTION | CONTRACTOR COMPANY | OCC | BLOCK | LOT | STNO | STREET | UNIT | FLOOR | CURRENT STAGE | CURRENT STAGE DATE
EW201901087973 | 2019-01-08 | REI JOB #220209 - PARK TOWER TCR PROJECT. TI ADD 4 ELEVATOR STOPS AT LEVEL 12 AND 25. ADD 2 STOPS AT LOBBIES AT 12 AND 25. RELOCATION OF MEN'S AND WOMEN'S TOILET ROOMS AT LEVEL 12 AND 25. ADD 2 UNISEX TOILET ROOMS AT LEVEL 12 AND 25. | ROSENDIN ELECTRIC INC. | C | 3718 | 37 | 250 | HOWARD ST |  | 12 | ISSUED | 2019-01-08
EW201901238292 | 2019-01-23 | GINGER ID - TI | MCMILLAN BROS ELECTRIC INC | C | 3722 | 71 | 116 | NEW MONTGOMERY ST |  | 5 | ISSUED | 2019-01-23
EW201901258358 | 2019-01-25 | SAFE OFF OF EXISTING ELECTRICAL RETROFIT PANEL WITH TWO NEW CIRCUIT BREAKERS FOR BOOSTER PUMP AND SUMP PUMP | BRAYER ELECTRIC COMPANY | C | 165 | 21 | 255 | BROADWAY * |  | 1 | ISSUED | 2019-01-25
EW201901298418 | 2019-01-29 | INSTALL LIGHTING POWER AND FIRE ALARM DEVICES @ THE OLYMPIC CLUB LOCKER ROOMS - 599 SKYLINE BLVD. | PAGANINI ELECTRIC CORP(SEE SIGNATORIES) | C | 7284 | 1 | 599 | SKYLINE BL |  | 1 | ISSUED | 2019-01-29
EW201901288404 | 2019-01-28 | ELEC & LIFE SAFETY RENOVATIONS - ES8208 | C B F INC | C | 232 | 16 | 3 | EMBARCADERO CENTER * |  | 410 | COMPLETE | 2019-01-30
EW201901077915 | 2019-01-07 | ELEV MOD. CAB #9 - EC1580 (REF EW2018-0723-4453) | C B F INC | C | 3759 | 42 | 850 | BRYANT ST |  | 0 | ISSUED | 2019-01-07
EW201901118040 | 2019-01-11 | 13TH FLOOR PANEL UPGRADE - EC2078 | C B F INC | C | 3741 | 32 | 201 | SPEAR ST |  | 13 | ISSUED | 2019-01-11
EW201901077896 | 2019-01-07 | INSTALL (1) RECEPTACLE (1) RING AND STRING AND REWORK LOBBY DESK - ES7814 | C B F INC | C | 260 | 1 | 425 | CALIFORNIA ST |  | 1 | ISSUED | 2019-01-07
EW201901087956 | 2019-01-08 | INSTALL (260) CABLES ON THE 34TH FLOOR FOR SALESFORCE - 184539-P4C-34 | METROPOLITAN ELECTRICAL CONSTRUCTION | C | 3709 | 006A | 50 | FREMONT ST |  | 34 | ISSUED | 2019-01-08
EW201901087946 | 2019-01-08 | INSTALL (277) CABLES ON FLOOR 19 FOR SALESFORCE - 183550-P4B-19 | METROPOLITAN ELECTRICAL CONSTRUCTION | C | 3709 | 006A | 50 | FREMONT ST |  | 19 | COMPLETE | 2019-02-06
EW201901087944 | 2019-01-08 | INSTALL (237) CABLE ON THE 40TH FLOOR FOR SALESFORCE - 66455-SP1.9-40 | METROPOLITAN ELECTRICAL CONSTRUCTION | C | 3720 | 9 | 415 | MISSION ST |  | 40 | ISSUED | 2019-01-08
EW201901258353 | 2019-01-25 | KITCHEN AND BATH REMODEL ADD A FEW RECEPTACLES AND FIXTURES IN REST OF LIVING SPACE | ATHENA ELECTRICAL CONST | R | 1109 | 008C | 320 | EWING TR |  | 1 | ISSUED | 2019-01-25
EW201901087977 | 2019-01-08 | FOR SECOND FLOOR: INSTALL 6X LIGHTS 3X EMERGENCY LIGHTS 1X EXHAUST FAN 12X OUTLETS 7X SWITCHES 1X ELECTRIC WATER HEATER | TAI LAM MAK | C | 6635 | 53 | 29 | 29TH ST |  | 2 | ISSUED | 2019-01-08
E201901048223 | 2019-01-04 | UNIT #4: COMPLY WITH NOV 201816591. KITCHEN REMODEL. REPLACE LIGHT FIXTURES ELECTRICAL STOVE RANGE | KEN LEUNG CONSTRUCTION INC | R | 3984 | 4 | 156 | MISSOURI ST |  |  | COMPLETE | 2019-01-24
E201901118354 | 2019-01-11 | ALTERATION & ADDITION TO (E) BATHROOM FOOTPRINT AT LOWER LEVEL. | ROYAL LYON CONSTRUCTION | R | 320 | 12 | 770 | OFARRELL ST |  |  | ISSUED | 2019-01-11
E201901098309 | 2019-01-09 | UPGRADE SERVICE TO 600A 3 PHASE | SURE INC. | R | 1181 | 014B | 1290 | GROVE ST |  |  | ISSUED | 2019-01-09
E201901108336 | 2019-01-10 | RENEWAL OF PERMIT E201405149642- REPLACE MAIN PANEL REPLACE SUBPANEL 1 BATHROOM REMODEL ON 2ND FLOOR OUTLET AND LIGHTING UPGRADE ON FLOORS 1 & 2 - 75 LIGHTS 25 SWITCHES 75 RECEPTACLES DISHWASHER 2 GARBAGE DISPOSALS RANGE. | ELLIOTT REMODELING | R | 2126 | 3 | 1945 | 08TH AV |  |  | COMPLETE | 2019-01-16
E201901238606 | 2019-01-23 | VOLUNTARY UPGRADE OF FIRE ALARM SYSTEM WITH ADDITIONS OF LOW FREQUENCY SOUNDERS IN ALL SLEEPING AREAS. SYSTEM MONITORED BY CELL. | HUE & CRY SECURITY SYSTEM | R | 3637 | 29 | 2619 | MISSION ST |  |  | ISSUED | 2019-01-23
EW201901037869 | 2019-01-03 | REPLACE FAULTY FIRE ALARM PANELS AND REPLACE DEVICES ON ONE FOR ONE BASIS ADD ONE LOW FREQUENCY SOUNDER IN DEN | B B J ELECTRIC INC | R | 4210 | 19 | 2786 | 24TH ST |  | 1 | ISSUED | 2019-01-03
EW201901238263 | 2019-01-23 | UNIT 104 REMODEL 2 BEDROOM BATHROOM LIVING BATHROOM AND KITCHEN.. 36 LIGHT 40 WALL OUTLETS ONE SUB PANEL. POWER FOR S/D D/W D/P MICRO WAVE OVEN ELECTRICAL RANGE | LAI'S E & H ELECTRIC INC. | R | 911 | 5 | 1900 | JEFFERSON ST |  | 105 | ISSUED | 2019-01-23
EW201901158120 | 2019-01-15 | FLOOR (JOB LOCATION) GARAGE UNIT #3 EV CHARGER CKT. INSTALLATION -50A 220V 4-WIRE CONNECT NEW EV CHARGER TO HOUSE PANEL INSTALL L14-50 OUTLET | BAJADA ELECTRIC INC | R | 913 | 39 | 3700 | DIVISADERO ST | 3 | 0 | ISSUED | 2019-01-15
E201901238597 | 2019-01-23 | 380-382 COMMON AREA: REPLACEMENT OF (2) NEW 70A PANELS LOCATED AT GARAGE | COSMOS ELECTRIC CO **CHECK ID & NOTE*** | R | 6631 | 21 | 380 | DAY ST |  |  | ISSUED | 2019-01-23
EW201901087974 | 2019-01-08 | PARKING SPOT B-1 36 40 AMP CIRCUIT CONNECTION | NAVARRO ELECTRIC | R | 629 | 64 | 2121 | WEBSTER ST | 101 | 1 | COMPLETE | 2019-01-15
EW201901098005 | 2019-01-09 | REFRIGERATOR CIRCUIT INSTALLED. | MORAN LIGHTING & ELECTRIC | R | 867 | 1 | 157 | FILLMORE ST |  | 1 | COMPLETE | 2019-01-11
E201901228582 | 2019-01-22 | UNIT 12: NEW SUBPANEL AND ELECTRICAL WIRES IN UNIT. KITCHEN REMODEL | J B & SONS CONSTRUCTION | R | 217 | 21 | 1565 | WASHINGTON ST |  |  | ISSUED | 2019-01-23
E201901228580 | 2019-01-22 | UNIT 2: NEW SUBPANEL AND ELECTRICAL WIRES IN UNIT. KITCHEN REMODEL | J B & SONS CONSTRUCTION | R | 217 | 21 | 1565 | WASHINGTON ST |  |  | ISSUED | 2019-01-23
E201901168459 | 2019-01-16 | UFER GROUND | K C CHOW ELECTRIC CO | R | 5329 | 10 | 1948 | QUESADA AV |  |  | ISSUED | 2019-01-16
EW201901148086 | 2019-01-14 | LIGHT FIXTURES IN T-BAR CEILING WALL OUTLETS FOR COMMERCIAL SPACE FOR 3501 GEARY BLVD #A. WORK REFERENCE PERMIT#: EW2018.0327.1977 | K C CHOW ELECTRIC CO | C | 1084 | 001B | 3501 | GEARY BL |  | 1 | ISSUED | 2019-01-14
E201901178499 | 2019-01-17 | INSTALL EIGHT 4" LED RECESSED LIGHTS ON EXISTING CIRCUIT. | FRANKLIN ELECTRIC | R | 1266 | 25 | 587 | FREDERICK ST |  |  | COMPLETE | 2019-01-24
EW201901288401 | 2019-01-28 | 123 WORKSTATIONS FOR MODULAR PARTITION ONLY | SERVICE WEST INC | C | 266 | 9 | 1 | FRONT ST |  | 7 | ISSUED | 2019-01-28
E201901078241 | 2019-01-07 | REMODEL BUILDING 200A SERVICE 25 LIGHTS 15 SWITCHES 60 RECEPTACLES. | G C ELECTRIC | R | 5720 | 49 | 158 | PARK ST |  |  | ISSUED | 2019-01-07
E201901248659 | 2019-01-24 | APT 7: REWIRE UNIT: NEW PLUGS LIGHTS SWITCHES. | A A BUILDERS & COMPANY | R | 3641 | 19 | 3158 | 24TH ST |  |  | ISSUED | 2019-01-24
E201901148410 | 2019-01-14 | RENOVATE 2 BATHROOMS AND 1/2 BATH AND NEW LIGHTING AND FANS. | WESCO CONSTRUCTION | R | 260 | 61 | 201 | SANSOME ST | 1004 |  | ISSUED | 2019-01-14
EW201901057891 | 2019-01-05 | INSTALL WIRING FOR ALL LIGHTS AND RECEPTACLES | BROTHER COMPANY *** CHECK I.D. *** | R | 6521 | 29 | 2863 | FOLSOM ST |  | 3 | ISSUED | 2019-01-05
EW201901057888 | 2019-01-05 | INSTALL NEW WIRING FOR ALL LIGHTS AND RECEPTACLES | BROTHER COMPANY *** CHECK I.D. *** | R | 6521 | 30 | 2859 | FOLSOM ST |  | 3 | ISSUED | 2019-01-05
EW201901057886 | 2019-01-05 | INSTALL 200 AMP NEW SERVICE 4 NEW SUB PANELS NEW WIRING FOR LIGHTS AND RECEPTACLES | BROTHER COMPANY *** CHECK I.D. *** | R | 6521 | 30 | 2857A | FOLSOM ST |  | 1 | ISSUED | 2019-01-05
EW201901168145 | 2019-01-16 | EDLEN ELECTRICAL WILL BE PROVIDING TEMPORARY WIRING FOR THINK 2019 AT THE SAN FRANCISCO MOSCONE NORTH AND SOUTH. | EDLEN ELECTRICAL EXHIBITION SVCS OF CA | C | 3734 | 91 | 747 | HOWARD ST |  | 1 | ISSUED | 2019-01-16
EW201901298428 | 2019-01-29 | SERVICE UPGRADE FROM 200A TO 400A (120/240V SINGLE PHASE) THE SERVICE UPGRADE WILL FEED UNITS AT 1964/1972 FILBERT ST. | A & E ELECTRICAL CO. INC. | R | 518 | 18 | 1972 | FILBERT ST |  | 1 | ISSUED | 2019-01-29
EW201901248304 | 2019-01-24 | 99-7609 KITCHEN REMODEL- LIGHTS PLUGS SWITCHES AND SUB-PANEL | ASF ELECTRIC INC. | R | 6351 | 007C | 842 | EDINBURG ST |  | 0 | ISSUED | 2019-01-24
EW201901148081 | 2019-01-14 | 11016 NEW LIGHTS PLUGS AND CONTROLS. NO LIFE SAFETY | ASF ELECTRIC INC. | C | 3707 | 25 | 95 | 03RD ST |  | 2 | ISSUED | 2019-01-14
EW201901178181 | 2019-01-17 | 11018 T/I LIGHTS PLUGS SWITCHES AND CONTROLS. LIFE SAFETY TO FOLLOW | ASF ELECTRIC INC. | C | 3707 | 62 | 33 | NEW MONTGOMERY ST |  | 9 | ISSUED | 2019-01-17
EW201901238290 | 2019-01-23 | 99-7495 KITCHEN REMODEL-TRIM LIGHTS PLUGS SWITCHES | ASF ELECTRIC INC. | R | 1391 | 23 | 206 | 32ND AV |  | 0 | ISSUED | 2019-01-23
EW201901288393 | 2019-01-28 | REMODEL WORK UNDER BUILDING PERMIT#201812279199 I.E REMODEL KITCHEN AND AND TWO FULL BATHS. INCLUDES NEW SUB-PANEL IN LIVING ROOM. | SEISMIC RETROFITTERS INC. | R | 606 | 11 | 2542 | WASHINGTON ST |  | 3 | ISSUED | 2019-01-28
E201901088279 | 2019-01-08 | ELECTRICAL FOR (4) BATHROOMS NEW BASEMENT REMODEL OF 2ND FLOOR AND KITCHEN. NEW WASHER / DRYER. (50) LIGHTS (15) SWITCHES (20) RECEPTACLES (4) FANS (1) DISHWASHER (1) GARBAGE DISPOSAL (1) MICROWAVE (1) RANGE (6) SMOKE DETECTORS. NEW 125A SERVICE. | ZHOU'S INTERNATIONAL INC. | R | 1796 | 13 | 1371 | 41ST AV |  |  | ISSUED | 2019-01-08
E201901088275 | 2019-01-08 | ELECTRICAL WORK TO REMODEL (3) BATHROOMS 2ND FLOOR AND KITCHEN. ADD NEW WASHER / DRYER. (50) LIGHTS (15) SWITCHES (25) RECEPTACLES (3) FANS (1) DISHWASHER (1) GARBAGE DISPOSAL (1) MICROWAVE (1) RANGE (7) SMOKE DETECTORS | ZHOU'S INTERNATIONAL INC. | R | 5656 | 38 | 57 | NEBRASKA ST |  |  | ISSUED | 2019-01-08
EW201901238273 | 2019-01-23 | ADD HARD WIRED SMOKE/CARBON DETECTORS AND PANEL REPOSITIONING IN UNITS 3 4 AND 5. NEW CIRCUIT BREAKERS. 2 OUTLETS. | EDWARD FITZGERALD ELECTRIC | R | 849 | 8 | 402 | HAIGHT ST |  | 23 | COMPLETE | 2019-01-29
EW201901288398 | 2019-01-28 | MODULAR FURNITURE INSTALLATION | ADVANCED INSTALLATION SERVICES LLC | C | 3719 | 450 | 181 | FREMONT ST |  | 17 | ISSUED | 2019-01-28
E201901038192 | 2019-01-03 | ELECTRICAL WORK FOR REMODEL OF (2) BATHROOMS. (6) LIGHTS (2) RECEPTACLES (2) FANS | PODESTA CONSTRUCTION INC | R | 2861 | 22 | 274 | SAN MARCOS AV |  |  | ISSUED | 2019-01-03
E201901148376 | 2019-01-14 | REPLACE BOTH PANELS AT 939 AND 941 YORK. SAME BUILDING. 2-70 AMPS EACH | EAST BAY ELECTRIC | R | 4143 | 30 | 939 | YORK ST |  |  | ISSUED | 2019-01-14
EW201901308471 | 2019-01-30 | FIRE ALARM SYSTEM LIKE FOR LIKE UPGRADE WITH RADIO MONITORING | SAN FRANCISCO FIRE PROTECTION | R | 3732 | 153 | 469 | CLEMENTINA ST | 1 | 0 | ISSUED | 2019-01-30
EW201901168142 | 2019-01-16 | FIRE ALARM SYSTEM LIKE FOR LIKE UPGRADE AND HOOK UP NEW ANSUL SYSTEM | SAN FRANCISCO FIRE PROTECTION | R | 3554 | 16 | 3092 | 16TH ST |  | 0 | ISSUED | 2019-01-16
EW201901188217 | 2019-01-18 | LIKE FOR LIKE FIRE ALARM SYSTEM UPGRADE | SAN FRANCISCO FIRE PROTECTION | R | 1259 | 44 | 133 | DIVISADERO ST | 0 | 0 | ISSUED | 2019-01-18
EW201901218234 | 2019-01-21 | INSTALL FIRE SPRINKLER MONITORING SYSTEM | SAN FRANCISCO FIRE PROTECTION | R | 1375 | 21 | 187 | 15TH AV |  | 0 | ISSUED | 2019-01-21
EW201901248330 | 2019-01-24 | ELECTRICAL WORK FOR BEDROOMS LIVING ROOM DINING ROOM AND HALLWAY INSTALL OUTLET FOR RANGE INSTALL ONE SUB-PANEL | K L & C ELECTRIC INC / PLS CHK ID/NOTES | R | 3122 | 5 | 227 | FOERSTER ST |  | 1 | ISSUED | 2019-01-24
E201901148380 | 2019-01-14 | REMODEL BATHROOM 3 LIGHTS 4 SWITCHES 2 RECEPTACLES 1 FAN. | R P CONSTRUCTION INC. | R | 1560 | 8 | 531 | 17TH AV |  |  | ISSUED | 2019-01-14
EW201901258362 | 2019-01-25 | REPLACE ONE 8/16 SURFACE MOUNTED PANEL INSTALL ONE 30A 220V CIRCUIT FOR HEAT PUMP INSTALL 2 20A CIRCUITS FOR KITCHEN ONCIRCUIT FOR THE COOK TOP. | SECURITY ELECTRIC INC | R | 2060 | 46 | 1633A | NORIEGA ST |  | 1 | ISSUED | 2019-01-25
EW201901087978 | 2019-01-08 | REWIRING UNIT #1 50 OUTLETS 20 LIGHTS INSTALL 50 AMP SUBPANEL | Y G ELECTRIC INC | R | 1518 | 1 | 505 | 26TH AV |  | 2 | ISSUED | 2019-01-08
EW201901027848 | 2019-01-02 | REWIRING 2 UNITS 3 SUBPANELS 100 OUTLETS 50 LIGHTS AND COMM AREA LAUNDRY ROOM IN BASEMENT. | Y G ELECTRIC INC | R | 274 | 19 | 969 | PINE ST | 0 | 1 | ISSUED | 2019-01-02
EW201901248332 | 2019-01-24 | BATHROOM WIRING UPGRADE ELECTRIC RADIANT FLOOR HEATING | RAMESES CONSTRUCTION | R | 1277 | 24 | 134 | GRATTAN ST |  | 2 | ISSUED | 2019-01-24
E201901248652 | 2019-01-24 | ADD NEW AIR SWITCH FOR GARBAGE DISPOSAL | TAKOMA CARPENTRY & REMODELING | R | 5837 | 21 | 244 | MURRAY ST |  |  | ISSUED | 2019-01-24
EW201901148080 | 2019-01-14 | INSTALLATION OF A NEW AUTOMATIC AND MANUAL FIRE ALARM SYSTEM | CRIME WATCH SECURITY SYSTEMS INC | R | 1816 | 31 | 1466 | 38TH AV |  | 1 | COMPLETE | 2019-01-23
EW201901037859 | 2019-01-03 | INSTALLATION OF A SPRINKLER MONITORING SYSTEM | CRIME WATCH SECURITY SYSTEMS INC | R | 154 | 44 | 1371 | BROADWAY * |  | 1 | COMPLETE | 2019-01-17
EW201901218232 | 2019-01-21 | INSTALLATION OF A FIRE ALARM SYSTEM INCLUDING: NEW FACP SMOKE ABOVE FACP PULL STATION INPUT MODULES TO MONITOR ALL SPRINKLER WATER FLOW AND TAMPER DEVICES AND ADD LOW FREQUENCY SOUNDERS IN ALL SLEEPING AREAS TO COMPLY WITH SFFD BULLETIN 1103.7.6 FOR 75 DB ABOVE PILLOW | CRIME WATCH SECURITY SYSTEMS INC | R | 3590 | 62 | 319 | CAPP ST |  | 1 | ISSUED | 2019-01-21
E201901048215 | 2019-01-04 | MOVE 2 CIRCUITS 20' AWAY. INSTALL ONE NEW CIRCUIT FOR KITCHENETTE. INSTALL 2 LED RECESSED LIGHTS. | BLUE ELECTRIC | R | 649 | 2 | 1709 | GOUGH ST |  |  | ISSUED | 2019-01-04
E201901098314 | 2019-01-09 | FINAL INSPECTION FOR WORK APPROVED UNDER PERMIT #E201707076164 | KOHLMYER | R | 1069 | 34 | 104 | COLLINS ST |  |  | COMPLETE | 2019-01-15
E201901298766 | 2019-01-29 | REMODEL KITCHEN AND BATHROOM. L0 LIGHTS 10 SWITCHES 15 RECEPTACLES 1 FAN 1 DISHWASHER 1 GARBAGE DISPOSAL 1 MICROWAVE 1 RANGE. | HUBERT PENNY | R | 277 | 28 | 939 | LEAVENWORTH ST | 0 |  | ISSUED | 2019-01-29
E201901148383 | 2019-01-14 | ADD 2 NEW FIRE ALARM SOUNDERS PER APARTMENT BEDROOM (14 TOTAL). | FIRST ALARM | R | 525 | 27 | 1369 | FILBERT ST | 0 |  | ISSUED | 2019-01-14
EW201901148074 | 2019-01-14 | INSTALL MODULAR ELECTRICAL INTO MODULAR FURNITURE PANELS TO POWER HEIGHT ADJUSTABLE TABLES. FLOOR 1 SUITE 101A | SINGLESOURCE INC. | C | 3512 | 8 | 1650 | MISSION ST |  | 101 | ISSUED | 2019-01-14
E201901078250 | 2019-01-07 | ADD BEDROOM AND BATH | D3 CONSTRUCTION | R | 2719B | 7 | 150 | GRAYSTONE TR |  |  | ISSUED | 2019-01-07
EW201901278366 | 2019-01-27 | UPGRADE THE MAIN SERVICE TO 100 AMP. | RAY'S ELECTRICAL | R | 7065 | 012A | 595 | HURON AV |  | 1 | COMPLETE | 2019-01-31
E201901158415 | 2019-01-15 | INSTALL SOLAR POWER SYSTEM. (21) PV MODULES 360 WATTS PER MODULE 7.56 DC KW RATING. THIS PV PROJECT AT 115C PLYMOUTH AVE (UNIT 4) IS ALSO ON BUILDING. | LUMINALT ENERGY CORPORATION | R | 7138 | 56 | 115 | PLYMOUTH AV |  |  | ISSUED | 2019-01-15
EW201901077907 | 2019-01-07 | INSTALLATION OF A ROOFTOP PHTOTOVOLTAIC SYSTEM. EQUIPMENT TO INCLUDE (8) PV AV MODULES. - 8 ROOF-MOUNTED SOLAR PV MODULES 360 WATTS PER MODULE 8 INTERACTIVE INVERTER TOTAL NO. OF RATING 2.56 KW. | LUMINALT ENERGY CORPORATION | R | 1374 | 37 | 110 | 15TH AV |  | 1 | ISSUED | 2019-01-07
EW201901077935 | 2019-01-07 | TO INSTALL ALL NEW WIRING AND FINISH TRIM IN RESIDENTIAL UNIT. | AMPLEX ELECTRICAL INC | R | 4107 | 16 | 896 | 22ND ST |  | 2 | COMPLETE | 2019-01-15
EW201901067892 | 2019-01-06 | LIFE SAFETY WITNESS TEST | AMPLEX ELECTRICAL INC | R | 28 | 14 | 1255 | COLUMBUS AV |  | 3 | ISSUED | 2019-01-06
EW201901077922 | 2019-01-07 | DISCONNECT ALL ELECTRICAL LINES AND INSTALL TEMP POWER CORDS FROM EXISTING PANEL TO TEMP POWER BOX | K O A FERREIRA INC/DBA FERREIRA SERVICE | R | 1729 | 23 | 2034 | IRVING ST |  | 1 | ISSUED | 2019-01-07
EW201901158095 | 2019-01-15 | REPLACE MAIN METER MAIN DUE TO BAD PANEL AND UPGRADE GROUNDING | ELENEY ELECTRIC | R | 1679 | 021A | 842 | 37TH AV |  | 1 | COMPLETE | 2019-01-17
E201901148388 | 2019-01-14 | REWIRE HOUSE INSTALL 125A PANEL 9 LIGHTS 9 SWITCHES 1 RECEPTACLE 1 FAN 1 DISHWASHER 1 GARBAGE DISPOSAL 1 MICROWAVE 1 RANGE. | MR ELECTRICIAN ELECTRICAL WORKS &SERV | R | 6209 | 32 | 571 | CAMPBELL AV |  |  | ISSUED | 2019-01-14
EW201901228242 | 2019-01-22 | CORRECTIONS AS NECESSARY AS PER NOVS AND MEETING WITH INSPECTOR | KEVIN REILLY ELECTRIC | R | 548 | 025A | 1335 | UNION ST | 0 | 10 | ISSUED | 2019-01-22
EW201901178183 | 2019-01-17 | REWIRE OF APARTMENT # 103 TO BRING EXISTING ELECTRICAL IN APARTMENT UP TO CODE | KEVIN REILLY ELECTRIC | R | 1229 | 25 | 1849 | PAGE ST |  | 103 | ISSUED | 2019-01-17
EW201901268363 | 2019-01-26 | OFFICE SPACE REMODELING. NEW LIGHTING POWER OUTLETS. NEW DISTRIBUTION PANEL 400 AMPS | BIT ELECTRICAL INC | C | 270 | 1 | 353 | KEARNY ST |  | 1 | ISSUED | 2019-01-26
E201901298755 | 2019-01-29 | INSTALLATION OF DEDICATED FUNCTION SPRINKLER MONITORING | BAY ALARM COMPANY | R | 1375 | 21 | 187 | 15TH AV |  |  | ISSUED | 2019-01-29
E201901168453 | 2019-01-16 | SUITE # 2090: INSTALLATION OF 9 ELECTRIFIED WORKSTATIONS IN OPEN OFFICE AREA OF SUITE 2090- FOR SAN DIEGO GAS AND ELCETRIC | SOUTHLAND ELECTRIC | C | 762 | 26 | 601 | VAN NESS AV |  |  | ISSUED | 2019-01-16
E201901228550 | 2019-01-22 | REPLACE SUB PANEL | NATIONAL -ELECTRIC | R | 64 | 14 | 660 | LOMBARD ST |  |  | ISSUED | 2019-01-22
EW201901047872 | 2019-01-04 | ELECTRICAL WORK DONE IN CONJUNCTION WITH GENERAL BUILDING PERMIT APPLICATION NUMBER 201812138303. SCOPE OF ELECTRICAL WORK INCLUDES 3 BATHROOMS (2 ON TOP FLOOR 1 ON FIRST FLOOR). | KLM UTILITIES | R | 1303 | 16 | 49 | SEACLIFF AV |  | 1 | ISSUED | 2019-01-04
EW201901128053 | 2019-01-12 | BATHROOM REWIRE NEW 20AMP CIRCUIT GFI RECEPTACLE 3 CAN LIGHTS 3 SWITCHES 1 EXTRACTOR FAN | ARTHUR MCCAUGHEY ELECTRIC | R | 6691 | 42 | 49 | RICHLAND AV |  | 1 | ISSUED | 2019-01-12
E201901258676 | 2019-01-25 | UPGRADE RESIDENTIAL ELECTRICAL 20 LIGHTS 20 SWITCHES 20 RECEPTACLES 3 FANS 1 DISHWASHER 1 GARBAGE DISPOSAL 1 MICROWAVE 1 RANGE 3 SMOKE DETECTORS. | H T H CONSTRUCTION | R | 2766 | 8 | 552 | DOUGLASS ST |  |  | ISSUED | 2019-01-25
EW201901288384 | 2019-01-28 | INSTALLATION OF 23 STATIONS | ALL MODULAR SYSTEMS INC. | C | 3735 | 63 | 222 | 02ND ST |  | 8 | ISSUED | 2019-01-28
EW201901118034 | 2019-01-11 | INSTALLATION OF 40 WORKSTATIONS | ALL MODULAR SYSTEMS INC. | C | 229 | 3 | 301 | BATTERY ST |  | 7 | ISSUED | 2019-01-11
EW201901108008 | 2019-01-10 | INSTALLATION OF 120 WORKSTATIONS | ALL MODULAR SYSTEMS INC. | C | 3708 | 95 | 560 | MISSION ST |  | 26 | ISSUED | 2019-01-10
EW201901108007 | 2019-01-10 | INSTALLATION OF 154 WORKSTATIONS | ALL MODULAR SYSTEMS INC. | C | 3708 | 95 | 560 | MISSION ST |  | 25 | ISSUED | 2019-01-10
EW201901108018 | 2019-01-10 | INSTALLATION OF 44 WORKSTATIONS | ALL MODULAR SYSTEMS INC. | C | 3740 | 34 | 221 | MAIN ST |  | 15 | ISSUED | 2019-01-10
EW201901238296 | 2019-01-23 | INSTALLATION OF (103) STATIONS | ALL MODULAR SYSTEMS INC. | C | 3735 | 63 | 222 | 02ND ST |  | 19 | ISSUED | 2019-01-23
EW201901248336 | 2019-01-24 | UPGRADE OVERHEAD SERVICE FROM 100 AMP THREE METERS TO 200 AMP FOUR METERS (ADD ONE HOUSE METER). ALSO INSTALL THREE OUTSIDE LIGHTS FROM HOUSE PANEL. | JAMES' ELECTRIC COMPANY | R | 7138 | 4 | 106 | SAGAMORE ST |  | 1 | COMPLETE | 2019-01-29
E201901098298 | 2019-01-09 | NEW SUBPANEL INSIDE NEW UNIT PER PLAN WITH NEW WIRING FOR (1) BEDROOM (1) LIVING ROOM (1) BATHROOM AND KITCHEN. (15) LIGHTS (10) SWITCHES (20) RECEPTACLES (1) FAN (1) DISHWASHER (1) RANGE (3) SMOKE DETECTORS | W F CONSTRUCTION CO | R | 4336 | 002A | 2832 | BRYANT ST |  |  | ISSUED | 2019-01-09
EW201901178165 | 2019-01-17 | CHANGE-OUT 97 APARTMENT SMOKE DETECTOR / CO. | W F CONSTRUCTION CO | R | 224 | 78 | 940 | POWELL ST |  | 8 | ISSUED | 2019-01-17
EW201901188219 | 2019-01-18 | 4 OUTSIDE LIGHTS AT DECK 1 OUTDOOR GFCI 2 3WAY SWITCHES | NEWGRANGE ELECTRICAL | R | 2947A | 33 | 733 | ROCKDALE DR |  | 1 | COMPLETE | 2019-01-23
EW201901077903 | 2019-01-07 | INSTALLED LOW VOLTAGE CABLE FOR NEW DESK. | BAUER CABLING SOLUTIONS INC | R | 266 | 9 | 1 | FRONT ST |  | 9 | COMPLETE | 2019-01-08
EW201901258361 | 2019-01-25 | INSTALL (26) CAT 6 CABLES IN THE CEILING FROM THE EQUIPMENT LOCATION TO THE WORKSTATIONS IN SUITE 1210. | I M G TECHNOLOGIES INC | C | 291 | 12 | 44 | MONTGOMERY ST | 0 | 1210 | COMPLETE | 2019-02-04
EW201901037870 | 2019-01-03 | BED ROOMS BATH DINING LIVING BREAKFAST ROOMS REWIRING (8) RECESSED LED LIGHTS. BASEMENT STORAGE REWIRING GARAGE LIGHTS AND LAUNDRY CIRCUIT. NEW SUB-PANEL. | SURPASS ELECTRIC | R | 6964 | 004H | 151 | NAVAJO AV |  | 1 | ISSUED | 2019-01-03
E201901308794 | 2019-01-31 | INTERIOR REMODEL - REWIRE HOME. NEW PLUGS LIGHTS SWITCHES NEW SUBPANEL. | BARNUM BUILDING AND DESIGN | R | 5406 | 35 | 415 | THORNTON AV |  |  | ISSUED | 2019-01-31
EW201901168153 | 2019-01-16 | NEW RECESSED LED LIGHTING THROUGH UNIT | V B ELECTRIC | R | 0224A | 11 | 30 | MILLER PL | 11 | 11 | ISSUED | 2019-01-16
EW201901138058 | 2019-01-13 | NEW SUBPANEL ALL NEW ELECTRICAL WIRING LIGHTS SWITCHES OUTLETS. | S AND L TEC CONSTRUCTION CO INC | R | 5526 | 6 | 1642 | ALABAMA ST |  | 2 | ISSUED | 2019-01-13
EW201901188194 | 2019-01-18 | FULL REWIRE EXCLUDING SERVICE | RONAN MC CONNELL ELECTRIC | R | 3086 | 45 | 631 | MANGELS AV |  | 1 | ISSUED | 2019-01-18
E201901148397 | 2019-01-14 | INSTALL SOLAR POWER PERMIT 18 PV MODULES 360 WATTS PER MODULE 6.47 DC KW POWER. | SWANROCK INC. DBA: SKYTECH SOLAR | R | 2620 | 72 | 22 | MUSEUM WY |  |  | ISSUED | 2019-01-14
E201901098299 | 2019-01-09 | WITNESS TEST FOR WIRELESS FIRE ALARM SYSTEM- 39 LOW FREQUENCY HORNS AND 6 SMOKE DETECTORS. VOLUNTARY ADD ON TO SYSTEM. | PYRO-COMM SYSTEMS INC. | R | 3609 | 42 | 901 | VALENCIA ST |  |  | COMPLETE | 2019-01-28
E201901158421 | 2019-01-15 | FINAL FOR ALL WORK COMPLETED UNDER PERMIT #E201708016694 UPGRADE RESIDENTIAL WIRING 1 LIGHT 1 SWITCH 5 RECEPTACLES. | COMPLEX K INC. | R | 1553 | 5 | 525 | 10TH AV |  |  | COMPLETE | 2019-01-18
EW201901037854 | 2019-01-03 | RE-WIRING KITCHEN BATHROOM UFER GROUND INSTALLATION | H P E ELECTRIC INC | R | 5327 | 30 | 1533 | NEWHALL ST |  | 1 | ISSUED | 2019-01-03
E201901188515 | 2019-01-18 | ADD 60A SUBPANEL. REWIRE ENTIRE UNIT. (29) LIGHTS (18) SWITCHES (28) RECEPTACLES (2) FANS (1) DISHWASHER (1) MICROWAVE (1) RANGE (3) SMOKE DETECTORS | DOUGLAS CLEAVELAND | R | 157 | 1 | 1001 | BROADWAY * |  |  | ISSUED | 2019-01-18
E201901228584 | 2019-01-22 | INSTALL SOLAR POWER SYSTEM NEW SUBPANEL 12 PV MODULES 360 WATTS PER MODULE 4.32 DC KW SYSTEM RATING PLAN 2174. | SUNLOGIC INC DBA SOLAR TECHNOLOGIES | R | 6447 | 2 | 106 | CORDOVA ST |  |  | ISSUED | 2019-01-22
E201901178509 | 2019-01-17 | REPLACE UNDER CABINET LIGHT WITH NEW LED LIGHT. REPLACE EXISTING OUTLETS AND SWITCHES. RE-INSTALL DISHWASHER FRIDGE DISPOSAL | HONG'S CUSTOM BUILDERS PC | R | 1595 | 92 | 740 | GREAT HY | 1 |  | ISSUED | 2019-01-17
EW201901298413 | 2019-01-29 | TOTAL REWIRE OF HOUSE INCLUDING KITCHENS BEDROOM BATHROOMS FAMILY ROOM DINING ROOM AND GARAGE. NEW SUB PANELS AND USING EXISTING SERVE. NEW UFER GROUND | KEVIN WHITE ELECTRIC INC | R | 54 | 21 | 139 | PFEIFFER ST |  | 0 | ISSUED | 2019-01-29
EW201901298439 | 2019-01-29 | REWIRE APARTMENT TO EXISTING LOCATIONS ONLY. INSTALL 100 AMP SUB PANEL | ALECO ELECTRIC | R | 1673 | 19 | 877 | 30TH AV | 0 | 2 | ISSUED | 2019-01-29
EW201901178179 | 2019-01-17 | LOW VOLTAGE HVAC CONTROLS INSTALLATION. | COLEVAN ELECTRIC INC | C | 8721 | 33 | 1455 | 03RD ST |  | 11 | ISSUED | 2019-01-17
EW201901308459 | 2019-01-30 | TELEPHONE/ DATA OUTLETS | BARRY MC GRAW ELECTRIC | R | 196 | 23 | 500 | WASHINGTON ST |  | 450 | ISSUED | 2019-01-30
E201901038183 | 2019-01-03 | RENEW PERMIT E201708256526 FOR FINAL INSPECTION | INTERNATIONAL FIRE INC | R | 6907 | 5 | 255 | MONCADA WY |  |  | COMPLETE | 2019-01-29
EW201901178169 | 2019-01-17 | CONNECT HOOD FIRE SUPPRESSION SYSTEM TO FIRE ALARM | INTERNATIONAL FIRE INC | C | 3656 | 10 | 4026 | 24TH ST |  | 1 | COMPLETE | 2019-01-24
E201901098315 | 2019-01-09 | BATHROOM REMODEL | INTEGRITY GENERAL CONSTRUCTION INC | R | 2921 | 4 | 60 | GARCIA AV |  |  | ISSUED | 2019-01-09
E201901038185 | 2019-01-03 | RELOCATE OUTLETS FOR KITCHEN RENOVATION ADD GFCI OUTLET AZND NEW LILGHTS IN NEW BATHROOM UPGRADE METER PANEL TO A 200 AMP. 12 CIRCUITS 9 LIGHTS 9 SWITCHES 10 RECEPTACLES 1 FAN 1 DISHWASHER 1 GARBAGE DISPOSAL. | KLEP CONSTRUCTION INC. | R | 5615 | 20 | 146 | COLERIDGE ST |  |  | ISSUED | 2019-01-03
E201901288702 | 2019-01-28 | SUB PANEL UPGRADE REMOVE (E) FEDERAL PACIIFC SUB PANEL & REPLACE WITH NEW SQUARE D BRAND SUB PANEL REPALCE (E) CIRCUIT BREAHER TO NEW INSTAL NEW MAIN 90 AMP CIRCUIT BREAKER | LIGHTNING SERVICES INC. | R | 100 | 59 | 34 | ALADDIN TR |  |  | ISSUED | 2019-01-28
E201901258694 | 2019-01-25 | INSTALL NEW ELECTRICAL IN ADU NEW SUBPANEL 6 LIGHTS 6 SWITCHES 14 RECEPTACLES 1 FAN 1 DISHWASHER 1 GARBAGE DISPOSAL 1 RANGE 1 MICROWAVE 6 SMOKE DETECTORS. | L E C A CONSTRUCTION LLC | R | 826 | 23 | 880 | OAK ST |  |  | ISSUED | 2019-01-25
E201901148393 | 2019-01-14 | UPGRADE RESIDENTIAL WIRING INSTALL 70A SERVICE 3 LIGHTS 4 SWITCHES 10 RECEPTACLES 1 FAN 1 DISHWASHER | KADIMA-SCHOEPP INC | R | 735 | 24 | 1090 | EDDY ST |  | #608 | ISSUED | 2019-01-14
E201901108333 | 2019-01-10 | KITCHEN AND BATH REMODEL 3 LIGHTS 5 SWITCHES 10 RECEPTACLES. | NOMELLINI CONSTRUCTION * ASK FOR ID * | R | 343 | 8 | 50 | GOLDEN GATE AV |  | #420 | ISSUED | 2019-01-10
E201901238620 | 2019-01-23 | UNIT 161B: REMODEL BEDROOMS & 2 BATHROOMS. NEW PLUGS LIGHTS SWITCHES. | GARY LIU | R | 3636 | 043A | 155 | BARTLETT ST |  |  | ISSUED | 2019-01-23
E201901238619 | 2019-01-23 | UNIT 161A: REMODEL BEDROOMS & 1 BATHROOMS. NEW PLUGS LIGHTS SWITCHES. | GARY LIU | R | 3636 | 043A | 155 | BARTLETT ST |  |  | ISSUED | 2019-01-23
E201901228553 | 2019-01-22 | REMODEL ONE KITCHEN ON THE SECOND FLOOR ONE BATHROOM AND LAUNDRY ROOM ON THE FIRST/GROUND FLOOR. 30 NEW LIGHTS 18 SWITCHES 32 RECEPTACLES 2 FAN 1 DISHWASHER 1 GARBAGE DISPOSAL 1 RANGE 3 SMOKE DETECTORS. | HONG LEE CONSTRUCTION CO INC | R | 1561 | 30 | 546 | 19TH AV |  |  | ISSUED | 2019-01-22
EW201901248317 | 2019-01-24 | INSTALLATION OF A NEMA 1450 AT GARAGE INTERIOR FROM PANEL AT GARAGE INTERIOR 20-30 FT 3/4" EMT 3 #6 1#10 50-AMP CIRCUIT | FOUR SQUARE ELECTRIC COMPANY | R | 4991 | 695 | 209 | EAST CRYSTAL COVE TR |  | 1 | ISSUED | 2019-01-24
E201901298768 | 2019-01-29 | UNIT0 7: ELECTRICAL UP TO CODE. (10) LIGHTS (10) SWITCHES (10) RECEPTACLES (1) FAN (1) DISHWASHER (1) RANGE (1) SMOKE DETECTOR | BRIGHTER BAY BUILDERS INC | R | 1154 | 31 | 1725 | TURK ST | 0 |  | ISSUED | 2019-01-29
EW201901288380 | 2019-01-28 | BRING 60 AMPS TO THE UNIT FROM THE MAIN | TOWERY ELECTRIC INC. | R | 6527 | 14 | 3326 | 26TH ST |  | 2 | ISSUED | 2019-01-28
EW201901288379 | 2019-01-28 | BRING 60 AMPS TO THE UNIT FROM THE MAIN. | TOWERY ELECTRIC INC. | R | 6527 | 14 | 3320 | 26TH ST |  | 2 | ISSUED | 2019-01-28
E201901148372 | 2019-01-14 | APT 3: RELOCATE (E) KTICHEN REMODEL (E) BATHROOM. NEW BEDROOM. REWIRE UP TO CODE. NEW PLUGS LIGHTS SWITCHES SUBPANEL. | MENDEZ-ORTIZ CONTRACTORS | R | 3587 | 71 | 3649 | 18TH ST |  |  | REINSTATED | 2019-01-23
E201901288712 | 2019-01-28 | NEW SERVICE AND WIRING FOR (2) NEW APARTMENT UNITS. EACH UNIT HAS A FULL KITCHEN BATHROOMS (2) BEDROOMS AND LAUNDRY CLOSET. RELOCATE POWER TO MECHANICAL ROOM AND COMMON AREAS | SINGHA CONSTRUCTION INC | R | 3537 | 27 | 760 | 14TH ST |  |  | ISSUED | 2019-01-28
EW201901087969 | 2019-01-08 | INSTALL NEW WIRING THROUGHOUT | SFC ELECTRIC CO | R | 6518 | 27 | 905 | CAPP ST |  | 1 | ISSUED | 2019-01-08
E201901048205 | 2019-01-04 | UNIT 909: INSTALL PENDENT LIGHTS VANITY LIGHTS RECESSED LIGHTS EXHAUST FAN IN BATHROOM CEILING FAN COMBO SMOKE DETECTORS (1) D/W (1) GARBAGE DISPOSAL (1) RANGE (1) MICROWAVE (1) REFRIGERATOR | D M BUILDERS | R | 8706 | 1 | 255 | KING ST |  |  | COMPLETE | 2019-01-30
E201901298742 | 2019-01-29 | RELOCATE (2) GFCI OUTLETS | AG COMM CO | R | 6604 | 9 | 524 | 28TH ST |  |  | COMPLETE | 2019-01-31
E201901118367 | 2019-01-11 | RENEW PERMIT E201801029988 FOR FINAL. ORIG SCOPE OF WORK: RENEWAL KITCHEN AND BATHROOM | C K CONSTRUCTION | R | 912 | 003A | 3810 | DIVISADERO ST |  |  | COMPLETE | 2019-01-17
E201901088281 | 2019-01-08 | RESIDENTIAL SOLAR PERMIT: 12 PV MODULES 3.6 WATTS PER MODULE 3.6 (DC) KW. | VIVINT SOLAR DEVELOPER LLC | R | 6446 | 24 | 1151 | NAPLES ST |  | ROOF | ISSUED | 2019-01-08
E201901228578 | 2019-01-22 | ELECTRICAL FOR ENTIRE BUILDING. (48) LIGHTS (24) SWITCHES (38) RECEPTACLES (4) FANS (1) DISHWASHER (1) GARBAGE DISPOSAL (1) RANGE (6) SMOKE DETECTORS | ZSQUARED CONSTRUCTION INC | R | 1569 | 9 | 659 | 26TH AV |  |  | ISSUED | 2019-01-22
E201901158441 | 2019-01-15 | RENEW PERMIT # E201604156260 | SUPERB BUILDERS INC | R | 1560 | 28 | 574 | 18TH AV |  |  | COMPLETE | 2019-01-22
E201901238605 | 2019-01-23 | ALL WORK IN REAR BUILDING LEGALIZE AND REMODEL (E) UNIT 50A SUBPANEL LIGHTS 8 SWITCHES 12 RECEPTACLES 3 FANS 1 DISHWASHER 1 GARBAGE DISPOSAL 1 RANGE 5 SMOKE DETECTOR. | EL DORADO ELECTRIC | R | 1230 | 18 | 540 | COLE ST |  | (REAR) | ISSUED | 2019-01-23
EW201901248311 | 2019-01-24 | INSTALL NEW FIRE ALARM FOR FIRE SPRINKLER MONITORING SYSTEM . INCLUDING 1 PULL STATION 1 SMOKE DETECTOR. AND 13 HORN STROBE. 1 FCAP. 1 FIRE RADIO. | MAGNUM CONSTRUCTION GROUP INC | R | 1435 | 14 | 3910 | GEARY BL |  | 1 | ISSUED | 2019-01-24
EW201901308476 | 2019-01-30 | T.I. OF NEW DENTAL OFFICE | FUTURE ELECTRIC | C | 3753 | 328 | 238 | SHIPLEY ST | 226 | 1 | ISSUED | 2019-01-30
E201901078251 | 2019-01-07 | UNIT 3-202: KITHCEN AND BATHROOM REMODEL. UPGRADE/ RELOCATE ELECTRICAL PANEL. ADD WASHER AND VENTLESS DRYER. | ROD'S GENERAL BUILDERS INC | R | 3750 | 89 | 333 | 03RD ST |  |  | FILED | 2019-01-07
E201901078249 | 2019-01-07 | UNIT 2-904: KITHCEN AND BATHROOM REMODEL. UPGRADE/ RELOCATE ELECTRICAL PANEL. ADD WASHER AND VENTLESS DRYER. | ROD'S GENERAL BUILDERS INC | R | 3750 | 89 | 333 | 03RD ST |  |  | ISSUED | 2019-01-07
E201901118358 | 2019-01-11 | KITCHEN REMODEL 4 LIGHTS 2 SWITCHES. | PRO COM HOME SERVICES CALIFORNIA INC | R | 707 | 32 | 1540 | STEINER ST | 12 |  | COMPLETE | 2019-01-31
E201901258700 | 2019-01-25 | INSTALL NEW ELECTRICAL 8 LIGHTS 6 SWITCHES 4 RECEPTACLES 1 FANS 1 DISHWASHER 1 RANGE 6 SMOKE DETECTORS. | AXEL8 CONSTRUCTION | R | 278 | 4 | 1240 | BUSH ST |  | #10 | ISSUED | 2019-01-25
EW201901308466 | 2019-01-30 | INSTALLATION OF THREE (3) ELECTRIC VEHICLE CHARGING STATIONS. | VIDEO VOICE DATA COMMUNICATIONS | C | 37 | 4 | 80 | FRANCISCO ST |  | 3 | ISSUED | 2019-01-30
EW201901308465 | 2019-01-30 | INSTALLATION OF TWO (2) ELECTRIC VEHICLE CHARGING STATIONS AND ONE 200A ELECTRICAL PANEL FOR EVCS. | VIDEO VOICE DATA COMMUNICATIONS | C | 56 | 7 | 55 | FRANCISCO ST |  | 1 | ISSUED | 2019-01-30
E201901148382 | 2019-01-14 | WIRE BASEMENT AND RELOCATE SERVICE 200 AMP 10 LIGHTS 4 SWITCHES 10 PLUGS WATER HEATER FURNACE | KEVIN FRANCIS RAFFERTY ELECTRIC | R | 4066 | 3 | 412 | TEXAS ST |  |  | ISSUED | 2019-01-14
E201901118355 | 2019-01-11 | INSTALLING MOTION SENSOR LIGHTS AND INSTALLING EMERGENCY BATTERIE BACK UP LIGHTS. TOTAL 25 LIGHTS. | DR ELECTRIC | R | 219 | 8 | 1440 | SACRAMENTO ST | 0 |  | COMPLETE | 2019-01-18
E201901228555 | 2019-01-22 | INSTALL (4) 10 AWG CIRCUITS TO EXISTING ELECTRICAL PANEL IN EXISTING CONDUIT (3/4") | DANIEL BIBIAN | R | 1731 | 25 | 1844 | IRVING ST |  |  | ISSUED | 2019-01-22
E201901148391 | 2019-01-14 | REMODEL KITCHEN 2 LIGHTS 2 SWITCHES 8 RECEPTACLES 1 DISHWASHER 1 GARBAGE DISPOSAL 1 RANGE. | RYZUP CONSTRUCTION INCORPORATED | R | 6022 | 28 | 315 | ATHENS ST |  |  | ISSUED | 2019-01-24
E201901028163 | 2019-01-02 | UPGRADING ELECTRICAL FOR ENTIRE UNIT INCLUDING NEW ADDITION & BATHROOM/KITCHEN: NEW PLUGS LIGHTS SWITCHES. | DAVID BROWN CONSTRUCTION | R | 2823B | 7 | 28 | CITYVIEW WY |  |  | ISSUED | 2019-01-02
E201901308779 | 2019-01-30 | ALL WORK IN COMMON AREA (5) LIGHTS REPLACE TIMECLOCK. | PURE ELECTRIC LLC | C | 304 | 17 | 737 | POST ST |  |  | ISSUED | 2019-01-30
E201901238607 | 2019-01-23 | KITCHEN REMODEL 2 LIGHTS 3 SWITCHES 9 RECEPTACLES 1 DISHWASHER 1 GARBAGE DISPOSAL 1 MICROWAVE 1 RANGE 4 SMOKE DETECTORS. | EPIC CONSTRUCTION | R | 254 | 52 | 930 | PINE ST | 203 | #203 | ISSUED | 2019-01-23
EW201901188215 | 2019-01-18 | INSTALL DUAL MAGNETIC LOCK FOR EXISTING DOUBLE GLASS DOOR. INSTALL VIDEO MASTER INTERCOM & A VIDEO DOOR STATION FOR 2 WAY COMMUNICATION BETWEEN GUEST AND VISITORS WITH REMOTE RELEASE CAPABILITY OF THE DOOR. A REQUEST TO EXIT DETECTOR WILL BE INSTALLED ON THE SECURE SIDE OF DOORWAY TO PROVIDE ALARM-FREE EGRESS WITH (2) EMERGENCY DOOR RELEASE EQUIPPED WITH LOCAL SOUNDER TO REPORT ALARM TO SECURITY VIA EXISTING DMP PANEL. | COOK SECURITY GROUP INC | C | 239 | 26 | 420 | MONTGOMERY ST |  | 12 | ISSUED | 2019-01-18
E201901248628 | 2019-01-24 | UNIT 105: ELECTRICAL FOR KITCHEN REMODEL AND UPGRADE EXISTING ELECTRICAL SUBPANEL. (6) RECEPTACLES (1) DISHWASHER (1) GARBAGE DISPOSAL | INNOVATOR ELECTRIC INC | R | 513 | 21 | 2451 | GREENWICH ST |  |  | ISSUED | 2019-01-24
EW201901228245 | 2019-01-22 | KITCHEN REMODEL | BV ELECTRIC INCORPORATED | R | 6472 | 73 | 858 | BRUNSWICK ST |  | 1 | ISSUED | 2019-01-22
EW201901228244 | 2019-01-22 | 100AMP PANEL REPLACEMENT | BV ELECTRIC INCORPORATED | R | 5886 | 59 | 40 | CAMBRIDGE ST |  | 1 | COMPLETE | 2019-01-30
E201901038197 | 2019-01-03 | ADD 4 GFCI OUTLETS | TALBCO DEVELOPMENT CORP | R | 7527 | 17 | 462 | GOLD MINE DR |  |  | ISSUED | 2019-01-03
E201901308795 | 2019-01-30 | RELOCATE SWITCHES AND RECEPTACLES AND ADD RECEPTACLES AND LIGHTS |  | R | 5336 | 29 | 1983 | QUESADA AV |  |  | ISSUED | 2019-01-30
EW201901308446 | 2019-01-30 | SPEC SUITE - LIGHTING CONTROLS LIFE SAFETY | MCMILLAN BROS ELECTRIC INC | C | 241 | 25 | 650 | CALIFORNIA ST | 0 | 29 | ISSUED | 2019-01-30
EW201901238289 | 2019-01-23 | MINDBODY - POWER FURN. FD. RECEPTACLES | MCMILLAN BROS ELECTRIC INC | C | 3721 | 89 | 101 | 02ND ST |  | 575 | ISSUED | 2019-01-23
EW201901238270 | 2019-01-23 | DEMO & MEP | MCMILLAN BROS ELECTRIC INC | C | 3741 | 32 | 201 | SPEAR ST |  | 0 | ISSUED | 2019-01-23
EW201901258355 | 2019-01-25 | FIRE ALARM UPGRADE | MCMILLAN BROS ELECTRIC INC | C | 262 | 21 | 201 | CALIFORNIA ST | 0 | 1 | ISSUED | 2019-01-25
EW201901108019 | 2019-01-10 | TI | MCMILLAN BROS ELECTRIC INC | C | 3719 | 450 | 181 | FREMONT ST |  | 5 | COMPLETE | 2019-01-23
EW201901158103 | 2019-01-15 | TO COMPLETE THE SCOPE OF PERMIT #EW201706025818 | SIERRA ELECTRIC CO | C | 285 | 21 | 480 | SUTTER ST | 0 | 0 | COMPLETE | 2019-02-01
EW201901027844 | 2019-01-02 | TENANT IMPROVEMENT BUILD OUT AND LIFE SAFETY INSTALLATION @ SALESFORCE TOWER - 415 MISSION STREET 39TH FLOOR | PAGANINI ELECTRIC CORP(SEE SIGNATORIES) | C | 3720 | 9 | 415 | MISSION ST |  | 39 | ISSUED | 2019-01-02
EW201901158107 | 2019-01-15 | INSTALL LIGHTING POWER FIRE ALARM DEVICES FOR 1 MARITIME PLAZA (300 CLAY ST.) BASEMENT RENOVATION | PAGANINI ELECTRIC CORP(SEE SIGNATORIES) | C | 204 | 21 | 1 | MARITIME PZ |  | 0 | ISSUED | 2019-01-15
EW201901188200 | 2019-01-18 | INSTALL NEW LIGHTS LUTRON CONTROLS AND POWER @ SALESFORCE EAST CUBBIES PHASE #2 - 350 MISSION ST FLOORS 10-12 14-26. WORK IS A CONTINUATION OF THE PREVIOUS PHASE. PLEASE SEE PHASE #1 PERMIT EW201804242574. | PAGANINI ELECTRIC CORP(SEE SIGNATORIES) | C | 3710 | 17 | 350 | MISSION ST |  | 10 | ISSUED | 2019-01-18
E201901298757 | 2019-01-29 | INSTALL COMERCIAL SWIMMING POOL INCLUIDNG PUMP LIGHTS ETC. | CAREFREE TOLAND POOLS INC. | C | 5952 | 2 | 302 | SILVER AV |  |  | ISSUED | 2019-01-29
EW201901097999 | 2019-01-09 | LOW VOLTAGE CABLING - EC2130 | C B F INC | C | 8722 | 1 | 1601 | 03RD ST |  | 1 | ISSUED | 2019-01-09
EW201901168138 | 2019-01-16 | ELEC & LIFE SAFETY T.I. - EC2128 | C B F INC | C | 3789 | 7 | 625 | 02ND ST |  | 4 | ISSUED | 2019-01-16
EW201901097990 | 2019-01-09 | LOW VOLTAGE CABLING - TC1362 | C B F INC | C | 232 | 16 | 3 | EMBARCADERO CENTER * |  | 2330 | COMPLETE | 2019-01-09
EW201901097992 | 2019-01-09 | ELEC & LIFE SAFETY T.I. 27TH FLOOR - EC2119 | C B F INC | C | 288 | 32 | 333 | BUSH ST | 0 | 27 | ISSUED | 2019-01-09
EW201901047876 | 2019-01-04 | ELEC & LIFE SAFETY T.I. - EC2134 | C B F INC | C | 3736 | 183 | 505 | HOWARD ST |  | 4200 | ISSUED | 2019-01-04
EW201901258347 | 2019-01-25 | EC2119. ELECTRICAL & LIFE SAFET T.I. 28TH FLR | C B F INC | C | 288 | 108 | 333 | BUSH ST | 4206 | 28 | ISSUED | 2019-01-25
EW201901238267 | 2019-01-23 | REMODEL 3 ROOMS | YOUNG ELECTRIC CO | R | 830 | 50 | 579 | FELL ST |  | 1 | ISSUED | 2019-01-23
EW201901098001 | 2019-01-09 | METRO JOB #182320 - BASEMENT - (1) 200 AMP SERVICE (3) 3/O W/#6 GRND (42) CIRCUITS (1) 200 AMP SUBPANEL (1) 50 KVA TRANSFORMER (2) LIGHTS (2) RECEPTACLES | METROPOLITAN ELECTRICAL CONSTRUCTION | C | 3707 | 52 | 2 | NEW MONTGOMERY ST |  | 0 | ISSUED | 2019-01-09
EW201901087950 | 2019-01-08 | INSTALL (287) CABLES ON THE 28TH FLOOR FOR SALESFORCE - 184539-P4C-28 | METROPOLITAN ELECTRICAL CONSTRUCTION | C | 3709 | 006A | 50 | FREMONT ST |  | 28 | ISSUED | 2019-01-08
EW201901077904 | 2019-01-07 | METRO JOB #184223 - 6TH FLOOR TO 10TH FLOOR - TENANT IMPROVEMENT CONSISTING OF SECURITY EGRESS BUTTONS AT ELEVATOR LOBBIES ON FLOORS 6 7 8 9 AND 10. | METROPOLITAN ELECTRICAL CONSTRUCTION | C | 259 | 26 | 555 | CALIFORNIA ST | 0 | 6 | ISSUED | 2019-01-07
EW201901087943 | 2019-01-08 | INSTALL (236) CABLES ON THE 39TH FLOOR FOR SALESFORCE - 66455-SP1.9-39 | METROPOLITAN ELECTRICAL CONSTRUCTION | C | 3720 | 9 | 415 | MISSION ST |  | 39 | ISSUED | 2019-01-08
E201901078233 | 2019-01-07 | CHANGE OF ADDRESS FROM 633 TO 631 TARAVAL ST | K W ELECTRICAL CO | R | 2409 | 61 | 631 | TARAVAL ST |  |  | COMPLETE | 2019-01-07
EW201901188196 | 2019-01-18 | INSTALLATION OF GRID-TIED FIXED-TILT PV ARRAY 11 SUNPOWER 360W AC MODULES 3.96KW DC / 3.531KW CEC-AC RATING - 11 ROOF-MOUNTED SOLAR PV MODULES 360 WATTS PER MODULE 11 INTERACTIVE INVERTER TOTAL NO. OF RATING 3.52 KW. | MR. ROOFING INC. | R | 6695 | 8 | 340 | CHENERY ST |  | 0 | ISSUED | 2019-01-18
E201901238594 | 2019-01-23 | REWIRE ELECTRICAL INSTALL200A SERVICE UPGRADE 15 LIGHTS 12 SWITCHES 26 RECEPTACLES. | LEI'S CONSTRUCTION CO | R | 6240 | 47 | 307 | ARLETA AV |  |  | ISSUED | 2019-01-23
E201901288710 | 2019-01-28 | ELECTRICAL FOR (201802232101) 40 OUTLETS 1-100 AMP PANEL | BENSON & SON ELECTRIC | C | 3207 | 1 | 4648 | MISSION ST |  |  | ISSUED | 2019-01-28
EW201901158110 | 2019-01-15 | BATHROOM REMODEL | KORBES ELECTRIC | R | 1041 | 27 | 534 | SPRUCE ST |  | 1 | ISSUED | 2019-01-15
EW201901188213 | 2019-01-18 | 1 CARD READER DOOR WBE JOB # 07-150911 | W. BRADLEY ELECTRIC | R | 291 | 12 | 44 | MONTGOMERY ST | 0 | 3060 | ISSUED | 2019-01-18
EW201901248316 | 2019-01-24 | THIS IS A 3 UNIT BUILDING. 759 IS THE LOWER APARTMENT. COMPLETE RE-WIRE WITH NEW SUB-PANEL INSTALLED IN APARTMENT. REMOVING OLD FEDERAL PACIFIC OVER-CURRENT PROTECTION. | MORAN LIGHTING & ELECTRIC | R | 3542 | 33 | 759 | 14TH ST | 0 | 1 | ISSUED | 2019-01-24
EW201901047885 | 2019-01-04 | ELECTRIC SERVICE UPGRADE TO 200 AMP AND BASEMENT NEW WIRE | K C CHOW ELECTRIC CO | R | 5447 | 31 | 1847 | EGBERT AV |  | 1 | ISSUED | 2019-01-04
E201901148377 | 2019-01-14 | RENEW ELECTRICAL PERMIT# E200506067231. "REMODEL 3 BATHROOMS. INSTALL RECEPTACLE & LIGHTING THROUGH OUT HOUSE. (1) ONE NEW BATH. 12 LIGHTS 12 SWITCHES 20 RECEPTACLES 8 CIRCUITS." | KA KEUNG CHAN DBA K K CONSTRUCTION | R | 3077 | 17 | 85 | SAN ANDREAS WY |  |  | COMPLETE | 2019-01-17
E201901298748 | 2019-01-29 | ELECTRICAL WORK FOR COMPLETE RENOVATION OF WHOLE HOUSE PLUS 644 SQFT ADDITION. INCLUDES NEW KITCHEN (2) BATHROOMS LAUNDRY 3 BEDROOMS. UPGRADE SERVICE TO 200A. (30) LIGHTS (12) SWITCHES (30) RECEPTACLES (4) FANS (1) DISHWASHER (1) GARBAGE DISPOSAL (1) RANGE (5) SMOKE DETECTORS | WESCO CONSTRUCTION | R | 3173 | 15 | 719 | FAXON AV |  |  | ISSUED | 2019-01-29
EW201901168147 | 2019-01-16 | 1101 4TH STREET -INSTALL LIGHTING OUTSIDE STORE | WELLS ELECTRICAL INC | C | 8711 | 23 | 1101 | 04TH ST |  | 1 | ISSUED | 2019-01-16
EW201901087962 | 2019-01-08 | 2100 PACIFIC AVE. #6B -INSTALL NEW CABINET LIGHTING IN FOYER | WELLS ELECTRICAL INC | R | 0579C | 12 | 2100 | PACIFIC AV | 6 | 6 | COMPLETE | 2019-02-04
E201901038189 | 2019-01-03 | 879-879A. UPGRADE SERVICE TO 200A. INSTALL 50A SUBPANEL IN GARAGE | ZHAO ELECTRIC CO | R | 1675 | 002E | 879 | 32ND AV |  |  | ISSUED | 2019-01-03
E201901308780 | 2019-01-30 | REMODEL BATHROOM INCLUDING MOVING OF PLUMBING FIXTURES 4 LIGHTS 1 SWITCH 3 RECEPTACLES 1 FAN. | ESTEVEZ CONSTRUCTION | R | 1787 | 41 | 1382 | 33RD AV | 0 |  | ISSUED | 2019-01-30
EW201901168140 | 2019-01-16 | ELECTRICAL ROUGH / TRIM / & HUDSON ALLEY | PMN DESIGN ELECT INC DBA DESIGN ELC | R | 4591C | 39 | 598 | HUDSON AV |  | 1 | ISSUED | 2019-01-16
EW201901308463 | 2019-01-30 | INSTALL UFER GROUNDING | BROTHER COMPANY *** CHECK I.D. *** | R | 6771 | 15 | 150 | HEARST AV |  | 1 | ISSUED | 2019-01-30
E201901188526 | 2019-01-18 | UNIT 1: ELECTRICAL FOR KITCHEN AND BATHROOM REMODEL. ADD NEW SUBPANEL IN UNIT. (8) LIGHTS (6) SWITCHES (10) RECEPTACLES (1) FAN (1) DISHWASHER (1) RANGE (2) SMOKE DETECTORS | K N J GENERAL CONSTRUCTION | R | 1157 | 9 | 1780 | MCALLISTER ST |  |  | ISSUED | 2019-01-18
EW201901188199 | 2019-01-18 | WORK PERFORMED AT 2549 POLK STREET: INSTALL OUTLETS AT KITCHEN BATHROOM AND BEDROOM. | TAM'S ELECTRIC INC | R | 523 | 3 | 2545 | POLK ST |  | 2 | ISSUED | 2019-01-18
EW201901168150 | 2019-01-16 | TO INSTALL NEW MAIN ELECTRICAL SERVICE 200 AMPS 220 V0LTS WITH TWO METERS AN TWO LOAD CENTERS WITH NEW CIRCUIT BREAKERS GROUNDING SISTEM | L & L ELECTRIC | R | 5518 | 4 | 4 | COLERIDGE ST |  | 1 | ISSUED | 2019-01-16
EW201901077937 | 2019-01-07 | TO INSTALL COMPLETE NEW ELECTRICAL WIRING IN WHOLE UNIT GARAGE LAUNDRY AREA AND SMALL STORAGE ROOM TWO BATHROOMS KITCHEN DINING LIVING THREE BEDROOMS HALLWAY KITCHEN BAR AND INSTALL ALL NEW SUB PANELS AND ELECTRICAL METERS SOCKETS MAIN ELECTRICAL UNDER GROUND CONDUIT WILL BE DONE LATER BY OTHERS AT OWNERS COST. | L & L ELECTRIC | R | 1181 | 17 | 746 | DIVISADERO ST |  | 2 | ISSUED | 2019-01-07
E201901078257 | 2019-01-07 | UNIT 1. REMODEL KITCHEN AND BATHROOMS. LTS SWITCHES RECEPTS FANS SMOKE DETECTORS DISHWASHERS | THE BAY CONSTRUCTION CO | R | 1538 | 10 | 471 | 06TH AV |  |  | ISSUED | 2019-01-07
EW201901087975 | 2019-01-08 | PROVIDE POWER FOR RECEPTACLES & PROJECTOR ON THE FIRST FLOOR. | CANNING ELECTRIC INC | C | 3727 | 91 | 1125 | MISSION ST |  | 1 | COMPLETE | 2019-01-31
E201901168460 | 2019-01-16 | TENANT IMPROVEMENT: INCREASE SERVICE TO 400AMP 3¦0 ADD 4 CKTS 3 FEEDERS 500MCM ADD 3 PANELBOARDS NEW PLUGS PLUS S WITCHES ADD 1 ELEVATOR 3¦0 40A & 6 A/C UNITS 3¦0 30AMP. | PHOENIX ELECTRIC CO. | C | 4811 | 11 | 1350 | VAN DYKE AV |  |  | ISSUED | 2019-01-16
E201901168465 | 2019-01-16 | INSTALL TEMPORARY CONSTRUCTION POWER SERVICE. PG & E TO ENERGIZE | HELIX ELECTRIC INC. | C | 3808 | 4 | 188 | HOOPER ST | 0 |  | ISSUED | 2019-01-16
E201901158423 | 2019-01-15 | TO COMPLY WITH NOV #201810651. ELECTRICAL REPAIRS INCLUDING 2 NEW OUTLETS WIRED CORRECTLY. | E. J. WEBER ELECT.CO INC | C | 3725 | 12 | 926 | HOWARD ST |  |  | COMPLETE | 2019-02-05
E201901238589 | 2019-01-23 | ELECTRICAL WORK FOR FIRE ALARM SYSTEM. WORK AT FLOORS 3 - 9 PLUS ROOF. RESIDENTIAL APARTMENT BUILDING | PACIFIC INTEGRATIONS INC. | R | 336 | 31 | 430 | TURK ST |  |  | ISSUED | 2019-01-23
EW201901097998 | 2019-01-09 | T.I. NEW LIGHTS RECEPTACLES CASH WRAP | SMITH MORTON ELECTRICAL INC. | C | 264 | 4 | 1 | CALIFORNIA ST |  | 1 | ISSUED | 2019-01-09
EW201901037866 | 2019-01-03 | COMMUNICATIONS CABLING SERVICES | IDEX GLOBAL SERVICES INC. | C | 263 | 11 | 101 | CALIFORNIA ST |  | 15 | COMPLETE | 2019-01-11
E201901228579 | 2019-01-22 | UPGRADE 4 BATHROOMS AND TWO KITCHES. INSTLAL NEW 60AMP SUBPANELS AND SECOND AND THIRD FLOORS. ALL ROOMS ELECTRICAL UPGRADE NEW PLUGS SWITCHES LIGHTS CKTS. | HANG C CONSTRUCTION INC | R | 158 | 31 | 55 | SALMON ST | 0 |  | ISSUED | 2019-01-22
E201901028166 | 2019-01-02 | RENEW ELECTRICAL PERMIT # E201705185094 | S F GARAGE COMPANY INC. | R | 1673 | 27 | 5450 | FULTON ST |  |  | ISSUED | 2019-01-02
EW201901077919 | 2019-01-07 | SURVEY INSPECTION | B V ELECTRIC | R | 5637 | 27 | 651 | PERALTA AV |  | 1 | COMPLETE | 2019-01-17
EW201901077906 | 2019-01-07 | ADD 8 RECESSED LIGHTS + 1 DIMMER SWITCH | B V ELECTRIC | R | 3090 | 35 | 267 | MANGELS AV |  | 1 | COMPLETE | 2019-01-09
EW201901158128 | 2019-01-15 | UNIT REWIRE | EDWARD FITZGERALD ELECTRIC | R | 3544 | 11 | 160 | DOLORES ST |  | 3 | ISSUED | 2019-01-15
EW201901158106 | 2019-01-15 | 18-0544 - CABLING | BEI CONSTRUCTION INC. | C | 3735 | 63 | 222 | 02ND ST |  | 20 | ISSUED | 2019-01-15
EW201901077918 | 2019-01-07 | INSTALLATION OF NEW SERVICE DROP CONDUIT FOR AN EXISTENT SERVICE. | CHASOV ELECTRICAL VOICE & DATA | R | 7032A | 21 | 1469 | CAYUGA AV |  | 1 | COMPLETE | 2019-01-10
E201901178480 | 2019-01-17 | REPLACE 100A MAIN PANEL LIKE FOR LIKE SAME LOCATION. | BIGHAM SERVICES INC DBA ONE HOUR HEATIN | R | 6798 | 029A | 45 | THERESA ST |  |  | ISSUED | 2019-01-17
EW201901178186 | 2019-01-17 | RUN 208-VOLT 30-AMP FEED TO FREEZER. | W E B ELECTRIC | C | 5268 | 7 | 2020 | JERROLD AV |  | 1 | COMPLETE | 2019-01-23
EW201901158092 | 2019-01-15 | STUDIO WIRING FOR LIGHTS AND ADD SOME PLUGS STUDIO BATH ROOM REMODEL | A & K ELECTRIC | R | 1064 | 46 | 140 | COMMONWEALTH AV |  | 1 | ISSUED | 2019-01-15
E201901238613 | 2019-01-23 | FULL BATHROOM TO INCLUDE EXHAUST FAN LIGHTS AND OUTLETS. STORAGE AREA TO INCLUDE LIGHTS AND OUTLETS. (8) LIGHTS (4) SWITCHES (7) RECEPTACLE (1) FAN | RADIANT CONSTRUCTION COMPANY | R | 2083 | 37 | 1889 | 46TH AV |  |  | ISSUED | 2019-01-23
EW201901298429 | 2019-01-29 | FIRE ALARM SYSTEM UPGRADE WITH WIRELESS LOW FREQUENCY HORNS IN UNITS | SAN FRANCISCO FIRE PROTECTION | R | 1649 | 10 | 759 | 06TH AV |  | 0 | ISSUED | 2019-01-29
EW201901168148 | 2019-01-16 | FIRE ALARM LIKE FOR LIKE UPGRADE | SAN FRANCISCO FIRE PROTECTION | R | 1540 | 33 | 446 | 05TH AV | 0 | 0 | ISSUED | 2019-01-16
EW201901037858 | 2019-01-03 | FIRE ALARM SYSTEM LIKE FOR LIKE UPGRADE WITH WIRELESS LOW FREQUENCY HORNS SYSTEM | SAN FRANCISCO FIRE PROTECTION | R | 644 | 11 | 1530 | CALIFORNIA ST |  | 0 | ISSUED | 2019-01-03
EW201901298440 | 2019-01-29 | INTERIOR RMEMODEL TO EXTG 2 STORY RESIDENT: ADD BEDROOM BATHS AND FAMILY ROOM TO 1ST FLOOR. REMODEL EXTG KITCHEN | Y G ELECTRIC INC | R | 2483 | 17 | 387 | WAWONA ST |  | 1 | ISSUED | 2019-01-29
E201901298767 | 2019-01-29 | UPDATE ALL ELECTRICAL FOR CODE COMPLIANCE (3) FLOORS / (3) SUBPANELS. (1) SERVICE 100A. (26) LIGHTS (28) SWITCHES (42) RECEPTACLES (7) FANS (2) GARBAGE DISPOSALS (1) MICROWAVE (1) RANGE | J L L BUILDERS | R | 1450 | 36 | 1745 | CLEMENT ST |  |  | ISSUED | 2019-01-29
EW201901087951 | 2019-01-08 | INCLUDES REPLACING LIGHT FIXTURES ONE FOR ONE AND ADDING/OR REPLACING SWITCHES AND RECEPTACLES | HAROLD E NUTTER INC. | R | 471 | 3 | 3400 | LAGUNA ST | 0 | 3 | ISSUED | 2019-01-08
E201901118348 | 2019-01-11 | ELECTRICAL WORK TO ADD BEDROOM BATHROOM AND LAUNDRY ROOM AT GROUND FLOOR. (10) LIGHTS (6) SWITCHES (20) RECEPTACLES (1) FAN (3) SMOKE DETECTORS. | NERLAND BUILDING AND RESTORATION | R | 6410 | 001A | 808 | LONDON ST |  |  | ISSUED | 2019-01-11
E201901088274 | 2019-01-08 | REMODEL (E) BATHROOM ADD 1 NEW BATHROOM AT 3RD FLR ADD 1 NEW BATHROOM ON 2ND FLOOR 8 LIGHTS 6 SWITCHES 10 RECEPTACLES 4 FANS | J P E CONSTRUCTION | R | 1405 | 8 | 331 | 28TH AV |  |  | ISSUED | 2019-01-08
E201901168457 | 2019-01-16 | UNIT 104: UPGRADE POWER IN KITCHEN. INSTALL GFI. REPLACE ALL KITCHEN APPLIANCES. (4) LIGHTS (5) SWITCHES (5) RECEPTACLES (1) DISHWASHER (1) GARBAGE DISPOSAL (1) MICROWAVE (3) SMOKE DETECTORS | YIU'S CONSTRUCTION CO | R | 1669 | 025A | 5050 | FULTON ST |  |  | ISSUED | 2019-01-16
EW201901168156 | 2019-01-16 | MODIFICATION OF AN EXISTING FIRE ALARM SYSTEM BY ADDING ADDITIONAL (5) NOTIFICATION DEVICES FOR THE TENANT IMPROVEMENT COMMERCIAL SPACE. ALL NEW DEVICES WILL BE TIED IN TO THE EXISTING FACP BY SCHOOL ENTRANCE. | CRIME WATCH SECURITY SYSTEMS INC | R | 7088 | 56 | 300 | RANDOLPH ST |  | 1 | ISSUED | 2019-01-16
EW201901148079 | 2019-01-14 | INSTALLATION OF A SPRINKLER MONITORING SYSTEM AND ALSO UPGRADE THE EXISTING FACP AND CURRENT DEVICES TO BE COMPATIBLE WITH THE NEW FACP. | CRIME WATCH SECURITY SYSTEMS INC | R | 222 | 20 | 1126 | TAYLOR ST |  | 1 | ISSUED | 2019-01-14
EW201901047877 | 2019-01-04 | INSTALLATION OF A SPRINKLER MONITORING SYSTEM | CRIME WATCH SECURITY SYSTEMS INC | R | 2623 | 74 | 53 | STATES ST |  | 1 | ISSUED | 2019-01-04
E201901098297 | 2019-01-09 | UPGRADE RESIDENTIAL ELECTRICAL INSTALL SUBPANEL 2 LIGHTS 2 SWITCHES 10 RECEPTACLES 1 FAN 1 DISHWASHER 1 MICROWAVE 1 RANGE 2 SMOKE DETECTORS. | WEST COAST PROPERTY MGNT CO | R | 804 | 9 | 830 | HAYES ST | 0 | #208 | ISSUED | 2019-01-09
EW201901288377 | 2019-01-28 | INSTALL 2.52KW PV SYSTEM OF 8 MODULES - 8 ROOF-MOUNTED SOLAR PV MODULES 315 WATTS PER MODULE 1 INTERACTIVE INVERTER TOTAL NO. OF RATING 3.8 KW. | FIDELITY HOME ENERGY INC. | R | 3613 | 35 | 2953 | 21ST ST |  | 2 | ISSUED | 2019-01-28
E201901098293 | 2019-01-09 | INSTALL NEW ELECTRICAL INSTALL 200A SERVICE UPGRADE NEW SUBPANEL 50 LIGHTS 30 SWITCHES 80 RECEPTACLES 5 FANS 1 DISHWASHER 1 RANGE 8 SMOKE DETECTORS 1 WASHER 1 DRYER. | WING TAI ELECTRIC | R | 2438 | 23 | 2578 | 38TH AV |  |  | ISSUED | 2019-01-09
EW201901188195 | 2019-01-18 | REMODEL OF RESIDENCE. SERVICE UPGRADE. | RAKE ELECTRIC | R | 960 | 001J | 2625 | SCOTT ST |  | 1 | ISSUED | 2019-01-18
EW201901258350 | 2019-01-25 | REPLACE OLD ELECTRICAL MAIN SERVICE UPGRADE WITH NEW 200 AMP. | OJEDA ELECTRIC | R | 7129 | 39 | 201 | CHESTER AV |  | 1 | ISSUED | 2019-01-25
E201901078247 | 2019-01-07 | REMODEL KITCHEN BATHROOM AND LAUNDRY. | D3 CONSTRUCTION | R | 76 | 27 | 563 | LOMBARD ST |  | 3RD | ISSUED | 2019-01-07
E201901168475 | 2019-01-16 | ADD AND RELOCATE LIGHTS AND OUTLETS ADD FANS | LEVEL 8 CONSTRUCTION INC | C | 314 | 10 | 242 | POWELL ST |  |  | ISSUED | 2019-01-16
E201901178483 | 2019-01-17 | NEW ELECTRICAL FOR REMODEL IN (E) KITCHEN BATHROOM AND LAUNDRY ROOM AT UPPER LEVEL 3. NEW CKTS 1 SUBPANEL PLUGS LIGHTS SWITCHES NEW W/D AND NEW TANKLESS W/H. | HANDY CONSTRUCTION TEAM INC | R | 4012 | 25 | 523 | UTAH ST | 0 |  | ISSUED | 2019-01-17
EW201901178159 | 2019-01-17 | INSTALLATION OF NEW RECESSED LIGHTS AND SWITCHES | VALUE ELECTRICAL CONSTRUCTION | R | 2702 | 5 | 44 | YUKON ST |  | 1 | ISSUED | 2019-01-17
EW201901298430 | 2019-01-29 | REAR BATHROOM REMODEL | ECCLES ELECTRICAL | R | 843 | 13 | 630 | PAGE ST |  | 1 | ISSUED | 2019-01-29
E201901108331 | 2019-01-10 | TO OBTAIN A FINAL INSPECTION FOR WORK APPROVED UNDER PREVIOUS PERMIT E201706095550. | FRANK LOK YU COMPANY | R | 1500 | 19 | 5324 | ANZA ST |  |  | ISSUED | 2019-01-10
E201901168469 | 2019-01-16 | INSTALL SOLAR POWER SYSTEM. 14 PV MODULES 360 WATTS PER MODULES 5.04 DC KW. THE PV PROJECT AT 115-117 PLYMOUTH AVE (UNITS 1-3) IS ALSO ON BUILDING. PLAN # 2165 | LUMINALT ENERGY CORPORATION | R | 7138 | 56 | 115 | PLYMOUTH AV |  |  | ISSUED | 2019-01-16
EW201901158111 | 2019-01-15 | BATTERY BACKUP SYSTEM UNDER PERMIT #EW201809245869. EXISTING PV SYSTEM. NEW (6) AC PV MODULES. - 6 ROOF-MOUNTED SOLAR PV MODULES 345 WATTS PER MODULE 6 INTERACTIVE INVERTER TOTAL NO. OF RATING 1.92 KW. | LUMINALT ENERGY CORPORATION | R | 1880 | 38 | 1534 | 35TH AV |  | 1 | ISSUED | 2019-01-15
E201901288707 | 2019-01-28 | ELECTRICAL SURVEY FOR 1353 - 1355 BUSH ST | C B 2 BUILDERS INCORPORATED | R | 669 | 13 | 1353 | BUSH ST |  |  | COMPLETE | 2019-01-31
EW201901228249 | 2019-01-22 | FULL GUT AND REMODEL OF 2 UNITS-BASEMENT AND FIRST FLOOR LEVEL. TOTAL OF 2 NEW SUB PANELS RECEPTACLES RECESSED CANS SURFACE MOUNT LIGHTS SWITCHES DIMMERS CIRCUITS AFCI BREAKERS. | MATTHEW EDWARD STEWART | R | 6631 | 49 | 497 | 29TH ST |  | 1 | ISSUED | 2019-01-22
E201901168454 | 2019-01-16 | SUITE # 2090: INSTALLATION OF 73 DATA CABLES IN CLOSED AND OPEN OFFICE AREA OF SUITE 2090- FOR SAN DIEGO GAS AND ELECTRICA | SOUTHLAND ELECTRIC | C | 762 | 26 | 601 | VAN NESS AV |  |  | ISSUED | 2019-01-16
EW201901077939 | 2019-01-07 | 2 BATHROOMS REWIRE ON TOP FLOOR PLUS SOME NEW GROUNDED OUTLETS IN MASTER SUITE | CAHALANE ELECTRIC INC | R | 2863 | 21 | 85 | MARCELA AV |  | 1 | ISSUED | 2019-01-07
EW201901118030 | 2019-01-11 | REMODEL | DI LUZIO INC. | R | 818 | 39 | 482A | LINDEN ST | 0 | 1 | ISSUED | 2019-01-11
E201901078262 | 2019-01-07 | CC FOR PERMIT E201804192515- REWIRE UNIT + LOW VOLTAGE. | NATIONAL -ELECTRIC | R | 6552 | 13 | 3942 | 26TH ST | 0 |  | ISSUED | 2019-01-07
E201901258667 | 2019-01-25 | REWIRE 1 BATHROOM INSTALL 6 CAN LIGHTS 1GFI AND 1 FAN. | DI VINE CONSTRUCTION | R | 3032A | 2 | 706 | FOERSTER ST |  |  | ISSUED | 2019-01-25
EW201901288387 | 2019-01-28 | INSTALLATION OF 11 STATIONS | ALL MODULAR SYSTEMS INC. | C | 3735 | 63 | 222 | 02ND ST |  | 12 | ISSUED | 2019-01-28
EW201901288386 | 2019-01-28 | INSTALLATION OF 12 WORKSTATIONS | ALL MODULAR SYSTEMS INC. | C | 3735 | 63 | 222 | 02ND ST |  | 11 | ISSUED | 2019-01-28
EW201901308474 | 2019-01-30 | INSTALLATION OF 92 WORKSTATIONS | ALL MODULAR SYSTEMS INC. | C | 3708 | 43 | 595 | MARKET ST |  | 5 | ISSUED | 2019-01-30
EW201901228256 | 2019-01-22 | INSTALLATION OF (114) MODULAR WORKSTATIONS | ALL MODULAR SYSTEMS INC. | C | 237 | 14 | 353 | SACRAMENTO ST |  | 6 | ISSUED | 2019-01-22
EW201901037860 | 2019-01-03 | INSTALLATION OF 126 MODULAR WORKSTATIONS | ALL MODULAR SYSTEMS INC. | C | 263 | 11 | 101 | CALIFORNIA ST |  | 15 | COMPLETE | 2019-01-11
EW201901238297 | 2019-01-23 | INSTALLATION OF (98) STATIONS | ALL MODULAR SYSTEMS INC. | C | 3735 | 63 | 222 | 02ND ST |  | 20 | ISSUED | 2019-01-23
EW201901248342 | 2019-01-24 | UNIT # 5 NEW ELECTRICAL REWIRING FOR ENTIRE UNIT.NEW LIGHTS NEW OUTLETS NEW SUB-PANEL NEW AC UNIT AT ROOF TOP. | JAMES' ELECTRIC COMPANY | R | 275 | 007A | 946 | JONES ST |  | 4 | ISSUED | 2019-01-24
EW201901248341 | 2019-01-24 | UNIT # 4 NEW ELECTRICAL REWIRING FOR ENTIRE UNIT. NEW SUB-PANEL NEW AC UNIT AT ROOF TOP. | JAMES' ELECTRIC COMPANY | R | 275 | 007A | 946 | JONES ST |  | 3 | ISSUED | 2019-01-24
E201901048220 | 2019-01-04 | INSTALL NEW ELECTRICAL 88 LIGHTS 60 SWITCHES 80 RECEPTACLES 4 FANS 1 DISHWASHER 1 GARBAGE DISPOSAL 1 RANGE 1 MICROWAVE 10 SMOKE DETECTORS. | RICO'S GENERAL CONSTRUCTION | R | 5643 | 7 | 248 | PROSPECT AV |  |  | ISSUED | 2019-01-04
E201901308775 | 2019-01-30 | UNIT 48: FULL ELECTRICAL UPGRADE. ADD SUBPANEL. (10) LIGHTS (7) SWITCHES (16) RECEPTACLES (3) SMOKE DETECTORS | PALMERA CONSTRUCTION CO | R | 243 | 56 | 840 | CALIFORNIA ST |  |  | ISSUED | 2019-01-30
E201901178487 | 2019-01-17 | AMEND PERMIT E201812218071 TO INCLUDE INSTALL WASHER AND DRYER. | B-SIDE INC. | R | 496 | 3 | 1610 | LOMBARD ST |  | #102 | COMPLETE | 2019-01-29
E201901238601 | 2019-01-23 | UNIT 1: NEW ELECTRICAL WIRE FOR KITCHEN AND BATHROOM REMODELING. INSTALL NEW SUBPANEL. (4) LIGHTS (5) SWITCHES (7) RECEPTACLES (1) FAN (1) DISHWASHER (1) GARBAGE DISPOSAL (1) MICROWAVE (1) RANGE | KINSTAN HOME SOLUTIONS INC. | R | 1583 | 46 | 600 | 41ST AV |  |  | ISSUED | 2019-01-23
EW201901258348 | 2019-01-25 | INSTALL A NEMA 14-30 IN THE GARAGE. | CHRISTOPHER L MC WHERTER | R | 1586 | 012A | 673 | 43RD AV |  | 1 | COMPLETE | 2019-01-30
E201901188510 | 2019-01-18 | RENEW PERMIT # E201710208459 | RE-BATH BY SCHICKER | R | 1462 | 56 | 6620 | GEARY BL | 6 |  | ISSUED | 2019-01-18
EW201901027835 | 2019-01-02 | HORIZONTAL CABLING AND CONNECTIVITY WITH IT CLOSET ROOM FIT OUT | MCMILLAN DATA COMMUNICATIONS | R | 3718 | 26 | 201 | MISSION ST |  | 2750 | COMPLETE | 2019-01-22
EW201901148072 | 2019-01-14 | ELECTRICAL REMODEL OF 4TH FLOOR BATHROOM AND STORAGE | JOHN CUNNINGHAM ELECTRIC | R | 1158 | 45 | 734 | LYON ST | 0 | 1 | COMPLETE | 2019-01-23
E201901258692 | 2019-01-25 | TO COMPLY WITH PHYSICAL INSPECTION REPORT #CC-8285 (ELECTRICAL REPORT) | AVILA ELECTRIC CO | R | 1417 | 22 | 254 | 17TH AV |  |  | ISSUED | 2019-01-25
E201901028170 | 2019-01-02 | INSTALL NEW ELECTRICAL 200A SERVICE SUBPANEL 30 LIGHTS 20 SWITCHES 30 RECEPTACLES 1 FAN 7 SMOKE DETECTORS. | SIERRA CONSTRUCTION | R | 6989 | 6 | 667 | ORIZABA AV |  |  | ISSUED | 2019-01-02
E201901118360 | 2019-01-11 | UNIT #7: REPLACE KITCHEN SINK CABINETRY AND COUNTERTOP. REPLACE BATHROOM VANITY AND COUNTER. | C C I CONSTRUCTION INC | R | 1804 | 1 | 1301 | LA PLAYA * |  |  | ISSUED | 2019-01-11
E201901298765 | 2019-01-29 | KITCHEN AND BATHROOM REMODEL. INSTALL NEW SUB PANEL. NEW WIRING FOR WHOLE UNIT. | S L & W CONSTRUCTION COMPANY | R | 1575 | 4 | 627A | 32ND AV |  |  | ISSUED | 2019-01-31
E201901188517 | 2019-01-18 | ELECTRICAL CORRECTION WORK IN KITCHEN ADD LIGHT IN HALLWAY. | KL CONSTRUCTION GROUP | R | 2433 | 25 | 3121 | ULLOA ST |  |  | ISSUED | 2019-01-18
EW201901308462 | 2019-01-30 | SECURITY ACCESS CONTROL SYSTEM. ELEVATOR AND EMERGENCY STAIRWELL DOORS UNLOCK ON FIRE ALARM ACTIVATION. EMERGENCY EXIT BUTTIN IN LOBBY FOR AUXILARY EXITING AND AREA OF REFUGE SYSTEM FOR CODE COMPLIANCE. | ACME SECURITY CENTER INC | R | 329 | 1 | 800 | MARKET ST |  | 4 | ISSUED | 2019-01-30
EW201901077901 | 2019-01-07 | MAIN SERVICE PANEL CHANGE TO 200 AMP | ALAMO LIGHTING | R | 6778 | 13 | 68 | SAN GABRIEL AV |  | 1 | ISSUED | 2019-01-07
E201901238595 | 2019-01-23 | RENEW PERMIT # E201710048094 | A PLUS BUILDERS | R | 1453 | 6 | 335 | 21ST AV |  |  | COMPLETE | 2019-01-25
E201901258683 | 2019-01-25 | SWAP OUT 80 AMP BREAKER TO 100 AMP. ADD CONDUIT. REPLACE ANTENNAS REPLACE RRUS. | NUWAVE INTERNATIONAL INDUSTRIES INC | R | 774 | 21 | 1025 | FILLMORE ST |  |  | ISSUED | 2019-01-25
E201901248664 | 2019-01-24 | REMODEL KITCHEN & BATHROOM. BRING ELECTRICAL UP TO CODE IN UNIT. NEW PLUGS LIGHTS SWITCHES. | BRIGHTER BAY BUILDERS INC | R | 3511 | 48 | 1079 | NATOMA ST |  |  | ISSUED | 2019-01-24
E201901238622 | 2019-01-23 | UNIT 101: ELECTRICAL WORK UP TO CODE. (10) LIGHTS (10) SWITCHES (10) RECEPTACLES (1) DISHWASHER (1) RANGE (1) SMOKE DETECTOR | BRIGHTER BAY BUILDERS INC | R | 874 | 3 | 400 | DUBOCE AV |  |  | ISSUED | 2019-01-23
E201901238624 | 2019-01-23 | UNIT 1: ELECTRICAL UP TO CODE. (10) LIGHTS (10) SWITCHES (10) RECEPTACLES (1) FAN (1) DISHWASHER (1) RANGE (1) SMOKE DETECTOR | BRIGHTER BAY BUILDERS INC | R | 1154 | 31 | 1725 | TURK ST |  |  | ISSUED | 2019-01-23
EW201901238282 | 2019-01-23 | NEW LIGHTING AND LIGHTING CONTROL SYSTEM. ADD DEDICATED CIRCUITS PER PLAN. | TOWERY ELECTRIC INC. | R | 3765 | 686 | 401 | HARRISON ST | 42 | 42 | ISSUED | 2019-01-23
EW201901288378 | 2019-01-28 | BRING 60 AMPS TO THE UNIT. | TOWERY ELECTRIC INC. | R | 6527 | 14 | 3314 | 26TH ST |  | 2 | ISSUED | 2019-01-28
E201901078243 | 2019-01-07 | INSTALL 400A SERVICE UPGRADE AND (6) METERS FOR (6) UNITS. | POWER IN ELECTRIC INC. | R | 41 | 15 | 490 | FRANCISCO ST |  |  | ISSUED | 2019-01-07
EW201901288396 | 2019-01-28 | RELOCATE EXISTING LIGHTING CONTROLS AND JUNCTION BOXES RELATED TO LIGHTING CONTROLS ADD 4 20A/120 AFCI CIRCUITS - FOR PROJECTOR SCREEN WINE REFRIGERATOR AND COFFEE MACHINE. RELOCATE EXISTING OUTLETS FOR OVENS. REPLACE/RELOCATE RECESSED FIXTURES. | SPECTRUM SYSTEMS SF | R | 288 | 99 | 333 | BUSH ST | 4103 | 4103 | ISSUED | 2019-01-28
E201901178503 | 2019-01-17 | RENEW PERMIT #E201712269917 FOR FINAL INSPECTION | S L M DEVELOPMENT INC. | R | 547 | 7 | 2400 | VAN NESS AV |  |  | COMPLETE | 2019-01-29
E201901238591 | 2019-01-23 | UNIT 522: INSTALL PENDANT LIGHTS VANITY LIGHTS RECESSED LIGHTS EXHAUST FAN IN BATHROOM COMBO SMOKE DETECTORS DISHWASHER GARBAGE DISPOSAL RANGE MICROWAVE AND REFRIGERATOR. (15) LIGHTS (2) SWITCHES (1) DISHWASHER (1) GARBAGE DISPOSAL (1) MICROWAVE (1) RANGE (2) SMOKE DETECTORS. | D M BUILDERS | R | 8706 | 1 | 255 | KING ST |  |  | ISSUED | 2019-01-23
E201901238593 | 2019-01-23 | UNIT 1002: INSTALL PENDANT LIGHTS VANITY LIGHTS RECESSED LIGHTS EXHAUST FAN IN BATHROOM COMBO SMOKE DETECTORS DISHWASHER GARBAGE DISPOSAL RANGE MICROWAVE AND REFRIGERATOR. (12) LIGHTS (2) SWITCHES (1) DISHWASHER (1) GARBAGE DISPOSAL (1) MICROWAVE (1) RANGE (2) SMOKE DETECTORS. | D M BUILDERS | R | 8706 | 1 | 255 | KING ST |  |  | ISSUED | 2019-01-23
E201901238599 | 2019-01-23 | SURVEY ONLY- NO WORK BEING PERFORMED. | ASTORGA CONSTRUCTION INC | R | 3569 | 40 | 569 | VALENCIA ST |  |  | COMPLETE | 2019-01-28
E201901148401 | 2019-01-14 | APT 9: ADD WASHER & DRYER INTO (E) CLOSET. . REPLACE SUBPANEL WITH NEW. NEW PLUGS LIGHTS SWITCHES. REPLACE KITCHEN CABINETS & COUNTERTOPS. | HOLLAND BROOKS BUILDERS INC | R | 3605 | 051A | 390 | LIBERTY ST |  |  | ISSUED | 2019-01-14
E201901188520 | 2019-01-18 | ADDRESS CORRECTION FOR PERMIT E201810106411: INSTALL SOLAR PV SYSTEM 24 PV MODULES 330 WATTS PER MODULE 7.92 SYSTEM (DC) KW. PLAN 2016 | SOLARFIRST INC DBA FIRSTPV | R | 1524 | 010A | 465 | 20TH AV |  |  | COMPLETE | 2019-01-18
E201901028164 | 2019-01-02 | ADDRESS CORRECTION FOR PERMIT # EW201901017828. CHANGE FROM 1426 40TH AVE TO 1246 40TH AVE | BLUE WOOD CONSTRUCTION INC | R | 1711 | 022D | 1246 | 40TH AV |  |  | COMPLETE | 2019-01-04
E201901228571 | 2019-01-22 | RENEW PERMIT # E201703173644 | EVER GRANDE CONSTRUCTION INC | R | 1632 | 6 | 627 | 12TH AV |  |  | ISSUED | 2019-01-22
E201901248636 | 2019-01-24 | UPGRADE ELECTRICAL NEW SUBPANEL 15 LIGHTS 8 SWITCHES 20 REDCEPTACLES 1 FAN 1 DISHWASHER 1 GARBAGE DISPOSAL 1 RANGE 3 SMOKE DETECTORS. | BOSS CONSTRUCTION INC. | R | 1763 | 22 | 350 | JUDAH ST |  | #102 | ISSUED | 2019-01-25
E201901288729 | 2019-01-28 | REMODEL BASEMENT. 30 LTS 15 SWITCHES 35 RECEPTS 8 SMOKE DETECTORS 1 FAN NEW SUBPANEL | BINGSHUO JACKY TANG | R | 1405 | 26 | 2728 | CLEMENT ST |  |  | ISSUED | 2019-01-28
E201901248639 | 2019-01-24 | UNIT 2819: ELECTRICAL WORK FOR KTICHEN AND BATHROOM REMODEL. UPGRADE/RELOCATE ELECTRICAL PANEL | ROD'S GENERAL BUILDERS INC | R | 813 | 7 | 1390 | MARKET ST | 0 |  | ISSUED | 2019-01-24
EW201901308448 | 2019-01-30 | BATHROOM REMODEL | ZARCO'S ELECTRICAL | R | 2849 | 50 | 752 | GRAND VIEW AV |  | 3 | ISSUED | 2019-01-30
E201901228569 | 2019-01-22 | NEW ELECTRICAL PANEL AND REWIRE ENTIRE UNIT. NEW PLUGS LIGHTS SWITCHES. | EPS REMODEL INC | R | 1662 | 29 | 766 | 20TH AV |  |  | ISSUED | 2019-01-22
E201901148412 | 2019-01-14 | REBILITATE KITCHEN AND BATH. | AXEL8 CONSTRUCTION | R | 718 | 19 | 935 | OFARRELL ST |  | #23 | ISSUED | 2019-01-14
E201901108335 | 2019-01-10 | UNIT 1: REHAB (E) BATHROOM & KITCHEN. INSTALL (N) WASHER/DRYER. NEW PLUGS LIGHTS SWITCHES 60A SUBPANEL. | AXEL8 CONSTRUCTION | R | 145 | 5 | 1127 | KEARNY ST |  |  | ISSUED | 2019-01-10
E201901108326 | 2019-01-10 | ADD (1) NEW ELECTRICAL OUTLET IN EACH BATHROOM | PROSPER CONSTRUCTION DEVELOPMENT INC | R | 8720 | 236 | 435 | CHINA BASIN ST | 434 |  | ISSUED | 2019-01-10
E201901088286 | 2019-01-08 | UPGADE SERVICE TO 200A. REWIRE HOUSE. (32) LIGHTS (25) SWITCHES (60) RECEPTACLES (3) FANS (1) DISHWASHER (1) GARBAGE DISPOSAL (1) MICROWAVE (1) RANGE | LIFETIME REMODELING INC | R | 2468 | 11 | 1750 | WAWONA ST |  |  | ISSUED | 2019-01-08
E201901238596 | 2019-01-23 | ELECTRICAL WORK FOR KITCHEN AND BATHROOM REMODEL. HOUSE REWIRE. INSTALL NEW 200A SERVICE. (20) LIGHTS (20) SWITCHES (40) RECEPTACLES (3) FANS (1) DISHWASHER (1) GARBAGE DISPOSAL (1) MICROWAVE (1) RANGE (7) SMOKE DETECTORS | SPEEDY CONSTRUCTION INC | R | 4966 | 3 | 1006 | INGERSON AV |  |  | ISSUED | 2019-01-23
E201901098300 | 2019-01-09 | ELECTRICAL WORK FOR OFFICE REMODEL. ADD NEW BATHROOM. | BREEN ELECTRIC | C | 4167 | 3 | 898 | PENNSYLVANIA AV |  |  | ISSUED | 2019-01-09
E201901168467 | 2019-01-16 | SOLAR: INSTALL 9 ROOF MOUNTED PV MODS 290/W MOD 2.61KW TOTAL RATING. | SONOMARIN SOLAR INC | R | 1562 | 17 | 575 | 19TH AV |  |  | ISSUED | 2019-01-16
E201901228556 | 2019-01-22 | (8) NEW CIRCUITS 10AWG 240V TO EXISTING PANEL "A". (1) NEW 1 1/4 ENT CONDUIT RACEWAY | DANIEL BIBIAN | C | 2094 | 6 | 2001 | 37TH AV |  |  | ISSUED | 2019-01-22
E201901308796 | 2019-01-30 | ADD 30 AMP CIRCUIT TO ROASTER | F C COMPANY | C | 1412 | 16 | 2018 | CLEMENT ST |  |  | ISSUED | 2019-01-30
E201901098302 | 2019-01-09 | REMODEL EXISTING KITCHEN. | WAH WONG CONSTRUCTION INC | R | 1903 | 20 | 1679 | 40TH AV |  |  | ISSUED | 2019-01-09
E201901228563 | 2019-01-22 | INSTALL SOLAR POWER SYSTEM 17 PV MODULES 300 WATTS PER MODULE 5.1 DC KW RATING PLAN 2167. | MICHAEL DELP - MAD ENERGY | R | 2442 | 001C | 2515 | 41ST AV |  |  | ISSUED | 2019-01-22
E201901048228 | 2019-01-04 | MAKE CORRECTIONS PER 201916745 AND 201916731. | MARTINEZ ELECTRIC CO | R | 871 | 5 | 1878 | MARKET ST | 0 |  | ISSUED | 2019-01-04
E201901168473 | 2019-01-16 | NEW BATHROOM IN NEW HABITABLE SPACE ON G/F. NEW BEDROOMS TV & LAUNDRY ROOM. NEW PLUGS LIGHTS S WITCHES. | KNAB BUILDER | R | 5914 | 003A | 1010 | SILLIMAN ST |  |  | ISSUED | 2019-01-17
E201901078258 | 2019-01-07 | RELOCATE (3) SWITCHES IN THE HALLWAY REPLACE A SPOT LIGHT FOR TWO RECESSED 5" CAN LED AND RELOCATE (1) SWITCH BY THE MAIN ENTRY DOOR | L C CONSTRUCTION | R | 1385 | 16 | 6300 | CALIFORNIA ST |  |  | ISSUED | 2019-01-07
E201901298760 | 2019-01-29 | REFERENCE E201809266139 - OK TO PROCESS PER SR. B. KEIL. 2 BATHROOM REMODEL. | GREEN PLANET REMODELLING INC | R | 5384C | 005C | 250 | BRIDGEVIEW DR |  |  | ISSUED | 2019-01-29
E201901098312 | 2019-01-09 | COMMERCIAL TI 12 LIGHTS 6 SWITCHES 20 RECEPTACLES 4 FANS 2 SMOKE DETECTORS. | PINEDA CONSTRUCTION | C | 1452 | 22 | 5644 | GEARY BL |  |  | ISSUED | 2019-01-09
E201901248661 | 2019-01-24 | 3 NEW LIGHTS | PINEDA CONSTRUCTION | C | 147 | 008A | 728 | BROADWAY * | 0 |  | COMPLETE | 2019-01-28
E201901108332 | 2019-01-10 | INSTALL NEMA 14-40 240V 50A EV CHARGER | EVCHARGER EXPERT | R | 2402 | 002B | 2431 | 23RD AV |  |  | COMPLETE | 2019-01-17
E201901118356 | 2019-01-11 | 1ST FLOOR: KITCHEN AND BATH REMODEL. BATH ADDITION | INTERSPACE BUILDERS INC | R | 1235 | 26 | 1229 | PAGE ST | 0 |  | ISSUED | 2019-01-11
E201901158438 | 2019-01-15 | REMODEL GUEST BATHROOM 3 LIGHTS 2 SWITCHES 2 RECEPTACLES AND 1 FAN. | COTA ELECTRIC | R | 552 | 4 | 2443 | FRANKLIN ST |  |  | ISSUED | 2019-01-15
E201901308790 | 2019-01-30 | SERVICE UPGRADE FOR SOLAR INSTALL 125AMP PANELBOARD. | PETER ELLIS CONSTRUCTION | R | 5325 | 8 | 1520 | QUESADA AV |  |  | ISSUED | 2019-01-30
E201901258677 | 2019-01-25 | NEW ELECTRICAL SUB PANEL 8 LIGHTS 10 SWITCHES 24 RECEPTACLES 1 DISHWASHER 1 GARBAGE DISPOSAL 1 MICROWAVE 2 SMOKE DETECTORS | THREE BROTHERS CONSTRUCTION | R | 1648 | 39 | 437 | CABRILLO ST |  |  | ISSUED | 2019-01-25
E201901258672 | 2019-01-25 | INSTALL AND PROVIDE CENTRAL MONITORING OF AN AUTOMATIC FIRE SPRINKLER SYSTEM CONDUIT AND FLEX. | SECURITY INTEGRATION INC | R | 4102 | 7 | 538 | MISSISSIPPI ST |  |  | ISSUED | 2019-01-25
E201901298759 | 2019-01-29 | CHANGE OUTLETS IN BATHROOM & LIVING ROOM | A TAMAM CONSTRUCTION INC | R | 250 | 36 | 1312 | LARKIN ST |  |  | ISSUED | 2019-01-29
E201901188528 | 2019-01-18 | UNIT 102: ELECTRICAL WIRING FOR NEW UNIT. INSTALL NEW SUBPANEL. INSTALL ALL WIRING AND FIXTURE PER APPROVED PLAN BPA # 201403271860. | GJ'S DREAM BUILDERS INC | R | 1409 | 37 | 340 | 25TH AV |  |  | ISSUED | 2019-01-18
EW201901238277 | 2019-01-23 | FINAL INSPECTION FOR PERMIT EW201707146681 | BV ELECTRIC INCORPORATED | R | 1382 | 18 | 183 | 22ND AV |  | 1 | COMPLETE | 2019-01-31
EW201901178170 | 2019-01-17 | EMERGENCY SURVEY INSPECTION | BV ELECTRIC INCORPORATED | R | 1366 | 6 | 123 | 06TH AV | 0 | 1 | ISSUED | 2019-01-17
EW201901288375 | 2019-01-28 | REPLACE 2 GROUND RODS | BV ELECTRIC INCORPORATED | R | 5894 | 007A | 459 | SILVER AV |  | 1 | COMPLETE | 2019-02-01
E201901148384 | 2019-01-14 | UNIT # 5103: REMODEL 2 BAHTROOM IN KIND. 6 LIGHTS 6 SWITCHES 14 RECEPTACLES 2 FANS 1 DISHWASHER. | THOMAS LE CONSTRUCTION INC | R | 4991 | 425 | 501 | CRESCENT WY | 5103 |  | ISSUED | 2019-01-14
EW201901158124 | 2019-01-15 | REI JOB #220189 - VNG MOB - LEVEL 1 ELECTRICAL PERMIT | ROSENDIN ELECTRIC INC. | C | 694 | 10 | 1100 | VAN NESS AV |  | 6 | ISSUED | 2019-01-15
EW201901238286 | 2019-01-23 | REI JOB #220203 - 181 FREMONT PROJECT NORTON PHASE II - LEVEL 36 COMMERCIAL OFFICE TENANT IMPROVEMENT. | ROSENDIN ELECTRIC INC. | C | 3719 | 450 | 181 | FREMONT ST |  | 36 | ISSUED | 2019-01-23
EW201901308456 | 2019-01-30 | FURNISH ELECTRICAL INSTALLATION FOR LIGHTING LIGHTING CONTROL FIRE ALARM AND POWER DISTRIBUTION | DECKER ELECTRIC CO INC | C | 3751 | 157 | 360 | 03RD ST |  | 7 | ISSUED | 2019-01-30
EW201901248312 | 2019-01-24 | SITE VISIT TO LOOK AT WALL ROUGH IN FROM TRENCH DUCT | DECKER ELECTRIC CO INC | C | 3751 | 157 | 360 | 03RD ST |  | 7 | ISSUED | 2019-01-24
EW201901308458 | 2019-01-30 | 2 ADA DEVICES | MCMILLAN BROS ELECTRIC INC | C | 236 | 17 | 100 | CALIFORNIA ST |  | 3 | ISSUED | 2019-01-30
EW201901097987 | 2019-01-09 | DEMARAIS - POWER MISC. TELE/DATA LIFE SAFETY | MCMILLAN BROS ELECTRIC INC | C | 263 | 11 | 101 | CALIFORNIA ST |  | 30 | ISSUED | 2019-01-09
EW201901168152 | 2019-01-16 | FIRE ALARM | MCMILLAN BROS ELECTRIC INC | C | 3740 | 34 | 221 | MAIN ST |  | 12 | ISSUED | 2019-01-16
EW201901238266 | 2019-01-23 | BMS | MCMILLAN BROS ELECTRIC INC | C | 238 | 8 | 350 | CALIFORNIA ST | 0 | 3 | ISSUED | 2019-01-23
EW201901298431 | 2019-01-29 | ELECTRICAL ALTERATIONS IN SUITE # 1500 - 15TH FLOOR | MCCLURE ELECTRIC INC | C | 267 | 15 | 235 | PINE ST | 0 | 15 | ISSUED | 2019-01-29
EW201901288391 | 2019-01-28 | ELEC & LIFE SAFETY T.I. - EC2132 | C B F INC | C | 3803 | 5 | 185 | BERRY ST |  | 4 | ISSUED | 2019-01-28
EW201901298427 | 2019-01-29 | INSTALL (11) FURNITURE FEED WHIPS TO EXISTING OUTLET BOXES - ES8340 | C B F INC | C | 3763 | 015A | 460 | BRYANT ST |  | 2 | ISSUED | 2019-01-29
EW201901158119 | 2019-01-15 | ELEC & LIFE SAFETY T.I. EC2117 | C B F INC | C | 3717 | 1 | 101 | MISSION ST |  | 17 | ISSUED | 2019-01-15
EW201901047875 | 2019-01-04 | ELEC & LIFE SAFETY T.I. - EC2144 | C B F INC | C | 260 | 6 | 332 | PINE ST | 0 | 700 | ISSUED | 2019-01-04
EW201901118041 | 2019-01-11 | 14TH FLOOR PANEL UPGRADE - EC2078 | C B F INC | C | 3741 | 32 | 201 | SPEAR ST |  | 14 | ISSUED | 2019-01-11
EW201901248310 | 2019-01-24 | ES7971. F & I NEW LIGHTS IN CLUB INTERVIEW AND STORAGE ROOMS | C B F INC | C | 3708 | 59 | 595 | MARKET ST |  | 2 | ISSUED | 2019-01-24
EW201901077929 | 2019-01-07 | ELEC & LIFE SAFETY 19TH FLOOR - EC2125 | C B F INC | C | 239 | 29 | 430 | CALIFORNIA ST |  | 19 | ISSUED | 2019-01-07
EW201901178177 | 2019-01-17 | ELEC & LIFE SAFETY TI 15TH FLOOR - EC2125 | C B F INC | C | 239 | 29 | 430 | CALIFORNIA ST |  | 15 | ISSUED | 2019-01-17
EW201901158099 | 2019-01-15 | RACEWAY - ES8255 | C B F INC | C | 3708 | 56 | 525 | MARKET ST |  | 30 | COMPLETE | 2019-01-17
EW201901087952 | 2019-01-08 | INSTALL (253) CABLES ON THE 29TH FLOOR FOR SALESFORCE - 184539-P4C-29 | METROPOLITAN ELECTRICAL CONSTRUCTION | C | 3709 | 006A | 50 | FREMONT ST |  | 29 | ISSUED | 2019-01-08
EW201901037856 | 2019-01-03 | INSTALL (137) CABLES IN SUITE 100 FOR HELLER MANUS - MT11345 | METROPOLITAN ELECTRICAL CONSTRUCTION | C | 207 | 32 | 600 | MONTGOMERY ST |  | 100 | COMPLETE | 2019-01-29
EW201901037865 | 2019-01-03 | INSTALL (34) CABLES ON THE 2ND FLOOR FOR THE MARRIOTT - 183791 | METROPOLITAN ELECTRICAL CONSTRUCTION | C | 29 | 3 | 2620 | JONES ST |  | 2 | ISSUED | 2019-01-03
EW201901288372 | 2019-01-28 | INSTALL (286) CABLES ON THE 5TH FLOOR FOR LUCID WORKS - MT11589 | METROPOLITAN ELECTRICAL CONSTRUCTION | C | 269 | 1 | 235 | MONTGOMERY ST |  | 5 | COMPLETE | 2019-02-01
EW201901087976 | 2019-01-08 | FOR GROUND FLOOR: INSTALL 6X LIGHTS 3X EMERGENCY LIGHTS 1X EXHAUST FAN 12X OUTLETS 7X SWITCHES 1X ELECTRIC WATER HEATER 1X 400AMP NEW SERVICE 5 METERS. | TAI LAM MAK | C | 6635 | 53 | 29 | 29TH ST |  | 1 | ISSUED | 2019-01-08
E201901078235 | 2019-01-07 | UPDATE ONE 100A/220V SERVICE. (1) LIGHT (1) SWITCH (1) RECEPTACLE | JACOB SING-YU KWAN DBA J.K. ELECTRIC | R | 6247 | 7 | 128 | LELAND AV |  |  | COMPLETE | 2019-01-22
E201901088292 | 2019-01-08 | INSTALL ONE HANDCAPPED BATHROOM AND ONE HAND SINK 68 LIGHTS 20 SWITCHES 60 RECEPTACLES. | LEI'S CONSTRUCTION CO | R | 7088 | 56 | 300 | RANDOLPH ST |  |  | ISSUED | 2019-01-08
E201901148405 | 2019-01-14 | UNIT A: REMODELING TWO BATHROOM A KITCHEN REWIRE UPDATE ALL ROOMS PLUGS LIGHT SWITCHES AND A SUBPANEL. | P F CONSTRUCTION CO | R | 3753 | 28 | 984 | HARRISON ST |  |  | ISSUED | 2019-01-14
E201901288723 | 2019-01-28 | UPGRADE OF FIRE ALARM | HUE & CRY SECURITY SYSTEM | C | 792 | 007A | 345 | FULTON ST |  |  | ISSUED | 2019-01-28
EW201901248309 | 2019-01-24 | REPLACE FIRE ALARM PANEL AND ADD RELAYS FOR ELEVATOR RECALL | B B J ELECTRIC INC | C | 235 | 1 | 91 | DRUMM ST |  | 1 | COMPLETE | 2019-01-31
EW201901218227 | 2019-01-21 | BUILDING FURNITURE WORKSTATIONS | PIVOT INTERIORS INC | C | 261 | 17 | 345 | CALIFORNIA ST |  | 1225 | COMPLETE | 2019-01-30
EW201901047883 | 2019-01-04 | 650 TOWNSEND ST - AIRBNB - ATRIUM - WBE JOB #01-148157 - CONTACT: MIKE PITCAVAGE 4157160053 | W. BRADLEY ELECTRIC | C | 3783 | 9 | 650 | TOWNSEND ST |  | 0 | ISSUED | 2019-01-04
EW201901258357 | 2019-01-25 | 2 HARRISON - GOOGLE - 4TH FLOOR - WBE JOB #02-150696 - CONTACT (ANGEL GALLO 1-415-328-8775) | W. BRADLEY ELECTRIC | C | 3744 | 5 | 2 | HARRISON ST |  | 4 | ISSUED | 2019-01-25
EW201901258356 | 2019-01-25 | 2 HARRISON STREET - GOOGLE - 3RD FLOOR - WBE JOB #02-150696 - CONTACT (ANGEL GALLO 1-415-328-8775) | W. BRADLEY ELECTRIC | C | 3744 | 5 | 2 | HARRISON ST |  | 3 | ISSUED | 2019-01-25
EW201901158118 | 2019-01-15 | LIGHTING POWER LIFE SAFETY WORK IN THE 33RD FLOOR COMMON AREA AND RESTROOMS | CAPITOL ELECTRIC CONST | C | 259 | 26 | 555 | CALIFORNIA ST | 0 | 33 | ISSUED | 2019-01-15
E201901228557 | 2019-01-22 | WIRING FOR 5 RECEPTACLES ON (E) CIRCUITS | GRGICH ELECTRIC CO | R | 846 | 26 | 240 | SCOTT ST |  |  | ISSUED | 2019-01-22
E201901178496 | 2019-01-17 | INSTALL THE OUTLETS LIGHTS AND SWITCHES FOR KITCHEN. INSTALL THE LIGHTS AND SWITCHES FOR LIVING ROOM. | TAK TAM ELECTRIC CO | R | 2045 | 24 | 1884 | 09TH AV |  |  | ISSUED | 2019-01-17
EW201901308444 | 2019-01-30 | TENANT IMPROVEMENT ON FIRST FLOOR. INCLUDING LIGHTING AND POWER UPGRADE. | MISSION ELECTRIC/KOSITCH ENTERPRISES INC | C | 6574 | 22 | 3146 | MISSION ST |  | 1 | ISSUED | 2019-01-30
EW201901158130 | 2019-01-15 | RELOCATE MAIN PANEL AND RE-FEED WITH NEW ALL PLUGS LIGHTS AND SWITCHES. LED LIGHTING THROUGHOUT. NEW BATHROOM FANS. SHADES AT ALL WINDOWS. HEATED BATHROOM FLOORS. | PETERSON POWER & LIGHT | R | 451 | 18 | 1000 | NORTH POINT ST | 1401 | 14 | ISSUED | 2019-01-15
EW201901288406 | 2019-01-28 | ALL NEW ELECTRICAL WIRING IN REMODELED SINGLE FAMILY HOME. | J L ELECTRIC | R | 1463 | 3 | 419 | 31ST AV |  | 0 | ISSUED | 2019-01-28
EW201901128057 | 2019-01-12 | INSTALL WIRING FOR 4 PARKING LOT POLES AND PLUG RECEPTACLE FOR A SLIDING GATE. BOTH 120 VOLT 20 AMP | ADAM ELECTRIC | C | 5583 | 14 | 261 | LOOMIS ST |  | 1 | ISSUED | 2019-01-12
EW201901178168 | 2019-01-17 | 16 WORKSTATIONS FOR MODULAR PARTITION ONLY | SERVICE WEST INC | C | 3702 | 820 | 1155 | MARKET ST |  | 6 | ISSUED | 2019-01-17
EW201901178192 | 2019-01-17 | CONNECT NEW FURNACE AT GARAGE | S & W ELECTRIC INC. | R | 1931 | 34 | 1612 | FUNSTON AV |  | 1 | COMPLETE | 2019-02-06
E201901308777 | 2019-01-30 | INSTALL ONE 3-PHASE METER BUS EXTENSION FOR THE HOUSEMETER AND RELOCATE 2 ALLEY LIGHTS. | HOWARD WONG ELECTRIC | R | 651 | 20 | 2159 | CALIFORNIA ST |  | COMMON | ISSUED | 2019-01-30
E201901308776 | 2019-01-30 | REMODEL KITCHEN 2 BATHROOMS LAUNDRY HALLWAY BASEMENT ROOMS NEW PLUGS LIGHTS S WITCHES. | HOWARD WONG ELECTRIC | R | 5836 | 6 | 430 | COLLEGE AV |  |  | ISSUED | 2019-01-30
E201901228559 | 2019-01-22 | REPLACEMENT OF FULL WIRED FIRE SYSTEM FOR WIRELESS FIRE ALARM SYSTEM. REPLACE FIRE ALARM PANEL & DEVICES. EACH UNIT: ADD 3 NEW SOUNDERS TO (E) SYSTEM. | FIRELECTRIC | R | 222 | 16 | 1190 | SACRAMENTO ST |  |  | FILED | 2019-01-22
EW201901298423 | 2019-01-29 | WORK AS FOLLOWS : 2959 FILLMORE ST. #2 -INSTALL NEW KITCHEN OUTLETS -RELOCATE SUB PANEL FROM CLOSET TO HALLWAY | WELLS ELECTRICAL INC | R | 539 | 1 | 2959 | FILLMORE ST |  | 1 | ISSUED | 2019-01-29
EW201901248320 | 2019-01-24 | WORKS AS FOLLOWS AT : 33/35 BARTLETT ST. -NEW LIGHTS AND OUTLETS THROUGHOUT -NEW HVAC NEW ELEVATOR NEW 400 AMP SERVICE | WELLS ELECTRICAL INC | C | 3616 | 59 | 33 | BARTLETT ST |  | 1 | ISSUED | 2019-01-24
EW201901158098 | 2019-01-15 | INSTALL 8 LED CEILING LIGHTS | ELECTRICAL SYSTEMS | R | 6796 | 001A | 4448 | MISSION ST |  | 1 | ISSUED | 2019-01-15
EW201901097982 | 2019-01-09 | INSTALL 3 10 TON HVAC UNITS ON ROOF INSTALL 1 120/208 VOLT 3 PHASE SUBPANEL FOR SAME | KS CHANNING ROAD ELECTRIC | C | 4293 | 6 | 1405 | INDIANA ST |  | 1 | ISSUED | 2019-01-09
EW201901238283 | 2019-01-23 | TO HAVE EXISTING ELECTRICAL METER SOCKET INSPECTED IN ORDER TO GET A GREEN TAG TO HAVE PG&E INSTALL ELECTRIC METER IN EXISTING METER SOCKET AND EQUIPMENT IN SUIT105 | L & L ELECTRIC | C | 3513 | 79 | 101 | VALENCIA ST |  | 105 | ISSUED | 2019-01-23
EW201901238301 | 2019-01-23 | POWER/LIGHTING & FIRE ALARM NEW 2 X RESTROOMS & MEETING ROOMS. | CANNING ELECTRIC INC | C | 3591 | 22 | 450 | SHOTWELL ST |  | 450 | ISSUED | 2019-01-23
E201901298740 | 2019-01-29 | INSTALLATION OF TEMP POWER FOR TRADE SHOW: ADOBE CONFERENCE. | GES/TSE ELECTRICAL SVRC | R | 3724 | 68 | 800 | HOWARD ST |  |  | ISSUED | 2019-01-29
E201901118369 | 2019-01-11 | COMPLETE REWIRING OF RESIDENTIAL BUILDING. UPDATE SERVICE PANEL NEW PLUGS LIGHTS SWITCHES SUBPANEL. | G A G CONSTRUCTION CO | C | 921 | 24 | 3516 | DIVISADERO ST |  |  | ISSUED | 2019-01-11
E201901298738 | 2019-01-29 | REPLACE OUTDOOR ELECTRICAL SERVICE CONDUIT | MARS GENERAL ELECTRIC INC ( CHECK I. D.) | R | 1891 | 31 | 1562 | 46TH AV |  |  | COMPLETE | 2019-01-31
E201901238587 | 2019-01-23 | RELOCATE LIGHT AND SWITCH IN CLOSETS. | IDEAL CARPENTRY** SEE CONTRACTOR'S NOTE* | R | 5670 | 25 | 337 | WINFIELD ST |  |  | ISSUED | 2019-01-23
EW201901288390 | 2019-01-28 | 10999-LIFE SAFETY MODIFICATION | ASF ELECTRIC INC. | C | 3707 | 16 | 90 | NEW MONTGOMERY ST |  | 13 | ISSUED | 2019-01-28
EW201901098006 | 2019-01-09 | REMODEL AND ADDITION. TOTAL NEW WIRES. UPGRADE OVER HEAD SERVICE TO 150A. INSTALL AN UFER-GROUND. 102 LIGHTS 48 SWITCHES AND 98 PLUGS. | MIN'S ELECTRIC INC | R | 3588 | 049M | 80 | LINDA ST |  | 2 | ISSUED | 2019-01-09
E201901118338 | 2019-01-11 | INSTALL 1 ILLUMINATED SIGN. | DISCOUNT SIGNS | C | 3911 | 1 | 55 | DIVISION ST |  |  | ISSUED | 2019-01-11
EW201901198222 | 2019-01-19 | REPAIR EXISTING FOUR METER BANK REQUESTING 2 INSPECTOR VISITS: 1. START WORK SURVEY MEETING 2. GREEN TAG INSPECTION | BRILLIANCE ELECTRIC | R | 546 | 60 | 1552R | GREEN ST |  | 1 | ISSUED | 2019-01-19
EW201901198220 | 2019-01-19 | CC REPORT 8104 | EDWARD FITZGERALD ELECTRIC | R | 0436E | 34 | 1629 | BEACH ST |  | 3 | COMPLETE | 2019-01-31
EW201901238293 | 2019-01-23 | NOODLE AI - 181142.02/.03 | BEI CONSTRUCTION INC. | R | 268 | 2 | 115 | SANSOME ST | 0 | 8 | COMPLETE | 2019-01-30
EW201901158105 | 2019-01-15 | 18-0544 - CABLING | BEI CONSTRUCTION INC. | C | 3735 | 63 | 222 | 02ND ST |  | 19 | ISSUED | 2019-01-15
EW201901308451 | 2019-01-30 | INSTALLATION OF MODULAR OFFICE FURNITURE | ADVANCED INSTALLATION SERVICES LLC | C | 3707 | 16 | 90 | NEW MONTGOMERY ST |  | 1301 | ISSUED | 2019-01-30
EW201901308472 | 2019-01-30 | MODULAR FURNITURE INSTALLATION | ADVANCED INSTALLATION SERVICES LLC | C | 231 | 23 | 2 | EMBARCADERO CENTER * |  | 2220 | ISSUED | 2019-01-30
EW201901288382 | 2019-01-28 | INSTALL CONDUIT AND WIRE FOR 8 RECEPTACLES FOR DECRORATIONIN LIGHTS IN ROSS ALLEY FROM WASHINGTON STREET TO JACKSON STREET. | J Y ELECTRICAL CONSTRUCTION CO INC | C | 193 | 17 | 25 | ROSS AL |  | 1 | ISSUED | 2019-01-28
E201901238612 | 2019-01-23 | WORK AT 4782 MISSION: ELECTRICAL FOR NEW ADA BATHROOM LIGHT OUTLET DOOR OPENER POWER | MARK ELECTRIC | C | 6956 | 36 | 4798 | MISSION ST |  |  | ISSUED | 2019-01-23
EW201901298436 | 2019-01-29 | INSTALLATION OF SOME NEW BASEBOARD HEATERS. LEGALIZING INSTALLATION OF BASEBOARD HEATERS DONE BY SOME ONE ELSE. | CHASOV ELECTRICAL VOICE & DATA | R | 1053 | 9 | 2532 | SUTTER ST |  | 2 | ISSUED | 2019-01-29
EW201901188205 | 2019-01-18 | DISCONNECT AND RE-CONNECT AN EXISTING ELECTRICAL ON THE ROOF TO ACCOMMODATE FOR WATERPROOFING. | CHASOV ELECTRICAL VOICE & DATA | C | 71 | 11 | 2222 | HYDE ST |  | 8 | ISSUED | 2019-01-18
EW201901238276 | 2019-01-23 | PROVIDE BONDING AT HOT WATER HEATER REMOVE EXPOSED FLEX AND MC CABLE AT LOADING DOCK. | W E B ELECTRIC | C | 5268 | 7 | 2020 | JERROLD AV |  | 1 | COMPLETE | 2019-01-25
EW201901298426 | 2019-01-29 | NEW LIGHTING AND POWER ON THE 3RD FLOOR. | LIGHTHOUSE ELECTRIC | C | 3575 | 91 | 2101 | MISSION ST |  | 3 | ISSUED | 2019-01-29
E201901148413 | 2019-01-14 | KITCHEN & BATH REMODEL NEW RECEPTACLE ADD WALL SCONES 10 LIGHTS 3 SWITCHES 10 RECEPTACLES 1 FAN 1 DISHWASHER 1 GARBAGE DISPOSAL 1 MICROWAVE 1 RANGE | JOHN WOO CONSTRUCTIONLLC | R | 3602 | 71 | 635 | CASTRO ST | 0 |  | ISSUED | 2019-01-14
EW201901188212 | 2019-01-18 | FIRE ALARM SYSTEM LIKE FOR LIKE UPGRADE WITH LOW FREQUENCY HORN ADD-ON | SAN FRANCISCO FIRE PROTECTION | R | 1154 | 4 | 1031 | SCOTT ST | 0 | 0 | ISSUED | 2019-01-18
EW201901148083 | 2019-01-14 | REWIRE 1-BATHROOM NEW OUTLETS NEW LIGHTS AND SWITCHES AND I-1 SUBPANEL | BAY ELECTRIC | C | 4028 | 001E | 698 | VERMONT ST |  | 1 | ISSUED | 2019-01-14
E201901148381 | 2019-01-14 | UPGRADE RESIDENTIAL WIRING 16 LIGHTS 10 SWITCHES 15 RECEPTACLES 2 FANS 1 DISHWASHER 1 GARBAGE DISPOSAL 1 MICROWAVE 1 RANGE. | R P CONSTRUCTION INC. | R | 5377 | 28 | 100 | AUGUSTA ST |  |  | ISSUED | 2019-01-14
E201901158451 | 2019-01-15 | UPGRADE RESIDENTIAL ELECTRICAL INSTALL 125A METER 20 LIGHTS 10 SWITCHES 15 RECEPTACLES 2 FANS 3 SMOKE DETECTORS. | HING WAH CONSTRUCTION INC | R | 2367 | 030C | 2300 | 39TH AV |  |  | ISSUED | 2019-01-15
EW201901047884 | 2019-01-04 | UPGRADE OF THE EXISTING FIRE ALARM SYSTEM BY ADDING LOW FREQUENCY SOUNDERS IN ALL UPPER UNITS (18) TO MEET SFFD BULLETIN 1103.7.6. FOR 75DB IN ALL SLEEPING AREAS. | CRIME WATCH SECURITY SYSTEMS INC | R | 0488A | 36 | 3300 | SCOTT ST |  | 1 | ISSUED | 2019-01-04
EW201901188197 | 2019-01-18 | MODIFICATION OF AN EXISTING FIRE ALARM SYSTEM BY ADDING: (7) SMOKES (1) HEAT DET. (1)INPUT MODULE TO MONITOR NEW HOOD ANSUL ON 3RD FLOOR AND (7) ADDITIONAL NOTIFICATION DEVICES FOR THE 3RD FLOOR RESTAURANT TENANT IMPROVEMENT. ALL DEVICES WILL BE TIED INTO THE EXISTING FACP BY MAIN ENTRANCE ON 2ND FLOOR. | CRIME WATCH SECURITY SYSTEMS INC | R | 225 | 4 | 725 | GRANT AV | 0 | 1 | COMPLETE | 2019-01-29
EW201901118051 | 2019-01-11 | WIRE NEW MASTER SUITE ON LOWER LEVEL WIRE GARAGE AND LAUNDRY | J O'DRISCOLL ELECTRICAL | R | 4337 | 009B | 3012 | CESAR CHAVEZ ST |  | 1 | ISSUED | 2019-01-11
E201901028160 | 2019-01-02 | RENEW PERMIT E20161101810- REMODEL (E) KITCHEN BUILD SEPERATE UNIT ON GROUND FLOOR INCLUDES 1 BATH ONE KITCHEN & BEDROOM INSTALL UFER WIRE 30 LIGHTS 15 SWITCHES 20 RECEPTACLES 1 FANS 1 DISHWASHER 1 GARBAGE DISPOSAL 1 MICORWAVE 1 RANGE 2 SMOKE DETECTORS | LARA CONSTRUCTION (KALIX INC) | R | 1667 | 24 | 4820 | FULTON ST |  |  | COMPLETE | 2019-01-07
E201901028161 | 2019-01-02 | INSTALL NEW ELECTRICAL 10 LIGHTS 6 SWITCHES 16 RECEPTACLES 1 FAN 1 DISHWASHER 1 GARBAGE DISPOSAL 1 MICROWAVE. 1 RANGE 2 SMOKE DETECTORS. | LARA CONSTRUCTION (KALIX INC) | R | 605 | 1 | 2303 | JACKSON ST |  |  | ISSUED | 2019-01-02
EW201901047878 | 2019-01-04 | REMODEL OF BOTTOM FLOOR OF HOUSE. (1) KITCHEN (2) BATHS LIVING ROOM HALL GARAGE. 200 AMP SERVICE UPGRADE. | RAKE ELECTRIC | R | 2038A | 26 | 1730 | 12TH AV |  | 1 | ISSUED | 2019-01-04
E201901178497 | 2019-01-17 | ELECTRICAL WORK TO UPDATE BATHROOM. | MICHAEL CLARKE CONSTRUCTION | R | 624 | 76 | 1950 | GOUGH ST | 205 |  | ISSUED | 2019-01-17
EW201901308475 | 2019-01-30 | REMODELING OF EXISTING KITCHEN AND NEW DINING ROOM. NEW ELECTRICAL SUBPANEL IN THE GARAGE. | ANDREI SMIRNOV | R | 4107 | 19 | 923 | MINNESOTA ST |  | 1 | ISSUED | 2019-01-30
EW201901248305 | 2019-01-24 | REWIRE 2 BATHROOMS NEW LAUNDRY CLOSET IN KITCHEN AREA AND RUN A 40 AMP CIRCUIT FOR RANGE. UPGRADE ELECTRICAL PANEL IN GARAGE. | MEGA ELECTRICAL WORKS | R | 3157 | 12 | 226 | JUDSON AV |  | 2 | ISSUED | 2019-01-24
E201901158440 | 2019-01-15 | UNIT 500: TO REPLACE ALL LIGHTING FIXTURES WITH NEW LED LIGHTS. REPLACE EXISTING AND ADD NEW RECEPTACLE OUTLET PER PLAN | MODERN CONSTRUCTION INC | C | 266 | 8 | 98 | BATTERY ST |  |  | ISSUED | 2019-01-15
E201901298745 | 2019-01-29 | ELECTRICAL WORK FOR ADU | C B W CONSTRUCTION INC | R | 478 | 16 | 1165 | FRANCISCO ST |  |  | ISSUED | 2019-01-29
E201901178508 | 2019-01-17 | RENEW PERMIT # E201708046824 | R & D CONSTRUCTION CO INC | R | 1483 | 17 | 127 | SEAL ROCK DR |  |  | ISSUED | 2019-01-17
EW201901027837 | 2019-01-02 | INSTALLATION OF A NEMA 14-50 RECEPTACLE IN THE GARAGE FOR USE WITH AN EVSE. SUB PANEL ALSO TO BE INSTALLED | LUMINALT ENERGY CORPORATION | R | 1746 | 12 | 1240 | 05TH AV |  | 1 | COMPLETE | 2019-01-10
E201901178505 | 2019-01-17 | INSTALL SOLAR POWER SYSTEM. 15 PV MODULES 360 WATTS PER MODULE 5.4 DC KW RATING. PLAN # 2170 | LUMINALT ENERGY CORPORATION | R | 974 | 8 | 3150 | JACKSON ST |  |  | ISSUED | 2019-01-17
EW201901228260 | 2019-01-22 | ROOF MOUNTED SOLAR PV SYSTEM. 8 PV PANELS WITH MICROPROCESSORS. ROOF ATTACHMENTS RACKING MONITORING CONDUIT CONDUCTORS AND ALL NECESSARY BREAKERS. - 8 ROOF-MOUNTED SOLAR PV MODULES 327 WATTS PER MODULE 8 INTERACTIVE INVERTER TOTAL NO. OF RATING 2.56 KW. | LUMINALT ENERGY CORPORATION | R | 5905 | 16 | 37 | MADISON ST |  | 1 | ISSUED | 2019-01-22
EW201901248328 | 2019-01-24 | INFRASTRUCTURE FOR FUTURE ROOF MOUNTED SOLAR PV PROJECT. ROOF ATTACHMENTS AND CONDUIT. | LUMINALT ENERGY CORPORATION | R | 993 | 21 | 3725 | WASHINGTON ST |  | 1 | ISSUED | 2019-01-24
EW201901248318 | 2019-01-24 | PV MODULES ROOF ATTACHMENTS RACKING MONITORING CONDUIT AND CONDUCTORS AND ALL NECESSARY BREAKER. PLUS SUB PANEL - 8 ROOF-MOUNTED SOLAR PV MODULES 360 WATTS PER MODULE 8 INTERACTIVE INVERTER TOTAL NO. OF RATING 2.56 KW. | LUMINALT ENERGY CORPORATION | R | 2170 | 31 | 2182 | 48TH AV |  | 1 | ISSUED | 2019-01-24
EW201901258354 | 2019-01-25 | INSTALL 8 CANS | ELENEY ELECTRIC | R | 2676 | 11 | 215 | CRESTMONT DR |  | 1 | ISSUED | 2019-01-25
EW201901178185 | 2019-01-17 | REWIRE OF APARTMENT 203 TO BRING EXISTING ELECTRICAL UP TO CODE | KEVIN REILLY ELECTRIC | R | 1229 | 25 | 1849 | PAGE ST |  | 203 | ISSUED | 2019-01-17
E201901298736 | 2019-01-29 | INSTALL SOLAR POWER SYSTEM. 14 PV MODULES 305 WATTS PER MODULE 4.27 DC KW RATING. PLAN # 2179 | TESLA ENERGY OPERATIONS | R | 2779 | 18 | 50 | HOPKINS AV |  |  | ISSUED | 2019-01-29
E201901308791 | 2019-01-30 | UPGRADE ELECTRICAL SERVICE TO 200A | ELECIX ELECTRIC | R | 1866 | 2 | 1511 | 20TH AV |  |  | ISSUED | 2019-01-30
EW201901108020 | 2019-01-10 | ELECTRICAL WORK DONE IN CONJUNCTION WITH GENERAL BUILDING PERMIT APPLICATION NUMBER 201810123125. SCOPE OF ELECTRICAL WORK INCLUDES ALL NEW ELECTRICAL ON GROUND FLOOR NEW KITCHEN ELECTRICAL ON MIDDLE FLOOR NO ELECTRICAL WORK ON TOP FLOOR. NO CHANGE TO EXISTING SERVICE. | KLM UTILITIES | R | 3054 | 34 | 420 | HAZELWOOD AV |  | 1 | ISSUED | 2019-01-10
EW201901158100 | 2019-01-15 | REPLACE CEILING LIGHT FIXTURES TO LED AND ADD 15 OUTLETS | SKYLAND CONSTRUCTION INC. | C | 2434 | 24 | 2250 | VICENTE ST | 0 | 1 | ISSUED | 2019-01-15
EW201901308464 | 2019-01-30 | INSTALLATION OF (4) MODULAR WORKSTATIONS | ALL MODULAR SYSTEMS INC. | C | 8727 | 8 | 1800 | OWENS ST |  | 3 | ISSUED | 2019-01-30
EW201901118033 | 2019-01-11 | INSTALLATION OF 64 WORKSTATIONS. | ALL MODULAR SYSTEMS INC. | C | 229 | 3 | 301 | BATTERY ST |  | 6 | ISSUED | 2019-01-11
EW201901278367 | 2019-01-27 | UPGRADE OVERHEAD SERVICE FORM 30 AMP TO 200 AMP. | JAMES' ELECTRIC COMPANY | R | 1473 | 002J | 477 | 41ST AV |  | 1 | COMPLETE | 2019-01-31
E201901298761 | 2019-01-29 | INSTALL SOLAR POWER SYSTEM 16 PV MODULES 330 WATTS PER MODULE 5.28 DC KW RATING PLAN 2156. | SUNRUN INSTALLATION SERVICES INC | R | 6036 | 1 | 450 | AMHERST ST |  |  | ISSUED | 2019-01-29
E201901308774 | 2019-01-30 | UNIT 206: FULL ELECTRICAL UPGRADE. ADD SUBPANEL. ELECTRICAL FOR NEW BATHROOM. (9) LIGHTS (7) SWITCHES (18) RECEPTACLES (3) SMOKE DETECTORS | PALMERA CONSTRUCTION CO | R | 273 | 1 | 655 | POWELL ST |  |  | ISSUED | 2019-01-30
E201901308773 | 2019-01-30 | UNIT 301: FULL ELECTRICAL UPGRADE. ADD SUBPANEL. (10) LIGHTS (7) SWITCHES (17) RECEPTACLES (4) SMOKE DETECTORS | PALMERA CONSTRUCTION CO | R | 1213 | 13 | 500 | STANYAN ST |  |  | ISSUED | 2019-01-30
E201901178485 | 2019-01-17 | AMEND PERMIT E201812208033 TO INCLUDE INSTALL WASHER AND DRYER. | B-SIDE INC. | R | 496 | 3 | 1610 | LOMBARD ST |  | #101 | ISSUED | 2019-01-17
EW201901027843 | 2019-01-02 | INSTALLATION OF A LEVEL 2 TESLA EV CHARGER INSIDE THE GARAGE | SUN'S FREE SOLAR DBA SUN'S FREE | R | 3601 | 20 | 4054 | 20TH ST |  | 1 | COMPLETE | 2019-01-24
EW201901288374 | 2019-01-28 | INSTALL A FAN IN BOTH BEDROOMS ON A NEW SWITCH LEG. | LIGHTS OUT INC | R | 3793 | 25 | 88 | KING ST | 113 | 1 | ISSUED | 2019-01-28
EW201901248333 | 2019-01-24 | ELECTRICAL WIRING LIGHT FIXTURES OUTLETS SWITCHES AND SUB PANEL FOR 2 FLOOR. ELECTRICAL WIRING LIGHT FIXTURES OUTLETS SWITCHES FOR 1FLOOR. | SURTEC CONSTRUCTION CO INC | R | 1813 | 3 | 1423 | 40TH AV |  | 2 | ISSUED | 2019-01-24
EW201901248327 | 2019-01-24 | REWIRE UNIT | RONAN MC CONNELL ELECTRIC | R | 823 | 14 | 1027 | HAYES ST |  | 2 | ISSUED | 2019-01-24
EW201901077932 | 2019-01-07 | FIRE LOSS. NEED TO REPLACE WEATHERHEAD ON OVERHEAD ELECTRICAL SERVICE RISER. | JMX ELECTRIC INC. | R | 2961A | 41 | 809 | ROCKDALE DR |  | 1 | COMPLETE | 2019-01-28
E201901038182 | 2019-01-03 | INSTALLING NEW CAN LIGHTS AND OUTLETS. | COMPETENTE CONSTRUCTION INC | R | 0442A | 31 | 3572 | PIERCE ST |  |  | ISSUED | 2019-01-03
E201901088280 | 2019-01-08 | INTALL 10 NEW LIGHTING 10 SWITCHES 10 RECEPTACLES 1 DISHWASHER 1 GARBAGE DISPOSAL 1 MICROWAVE 1 RANGE AND 4 SMOKE DETECTOR. 1 PANELBOARD @ 110 AMP. | M L S BUILDER INC | R | 2004 | 22 | 1789 | 45TH AV |  |  | ISSUED | 2019-01-08
EW201901108022 | 2019-01-10 | HOTIZONTAL CABLING AND CONNECTIVITY | MCMILLAN DATA COMMUNICATIONS | R | 259 | 26 | 555 | CALIFORNIA ST | 0 | 27 | ISSUED | 2019-01-10
EW201901238299 | 2019-01-23 | REWIRE FIRST AND SECOND FLOOR OF BAR. ADD NEW SUB-PANEL. | POLR ELECTRIC | C | 282 | 16 | 925 | BUSH ST |  | 1 | ISSUED | 2019-01-23
E201901038191 | 2019-01-03 | INSTALL A SUBPANEL UPSTAIRS. REMODELING THE EXISTING KITHCEN AND 2 FULL BATHROOMS. | Y R C CONSTRUCTION | R | 2306 | 009A | 2251 | 43RD AV |  |  | ISSUED | 2019-01-03
E201901168471 | 2019-01-16 | ROMDEL KITCHEN. ADD 10 4" LED LIGHT. REMODEL BATHROOM. INSTALL NEW PANEL (200A). (20) LIGHTS (10) SWITCHES (10) RECEPTACLES (1) FANS (1) DISHWASHER (1) GARBAGE DISPOSAL (1) MICROWAVE (1) RANGE (4) SMOKE DETECTORS | LEE AND SON CONSTRUCTION INC. | R | 3588 | 59 | 643 | GUERRERO ST |  |  | ISSUED | 2019-01-16
E201901258690 | 2019-01-25 | TO COMPLY WITH PHYSICAL INSPECTION REPORT #CC-8285 (ELECTRICAL REPORT) | AVILA ELECTRIC CO | R | 1417 | 22 | 256 | 17TH AV |  |  | ISSUED | 2019-01-25
E201901118346 | 2019-01-11 | INSTALL SOLAR POWER SYSTEM 18 PV MODULES 370 WATTS PER MODULE 6.66 DC KW RATING PLAN 2086. | ALL BAY SOLAR | R | 3029C | 15 | 146 | STILLINGS AV |  |  | ISSUED | 2019-01-11
EW201901178164 | 2019-01-17 | PREVIOUS CONTRACTOR THAT BUILT THIS BUILDING INSTALLED A MAIN SERVICE PANEL THAT WAS NEVER GREENTAGGED. WE INSTALLED SOLAR AND THE INSPECTOR WANTED US TO GET A GREENTAG FOR THE MSP. WE DID NOT DO THE WORK | ALL BAY SOLAR | R | 6042 | 31 | 729 | BACON ST |  | 1 | COMPLETE | 2019-02-04
E201901168476 | 2019-01-16 | ELECTRICAL FOR KITCHEN AND BATHROOM REMODEL. ADD (1) BATHROOM AT MIDDLE FLOOR. (16) LIGHTS (6) SWITCHES (20) RECEPTACLES | CBS CONSTRUCTION INC. | R | 156 | 26 | 157 | BERNARD ST |  |  | ISSUED | 2019-01-16
E201901168479 | 2019-01-16 | FIRST FLOOR REMOVEL TO INCLUDE (N) BEDROOM (N) BATHROOM (N) DEN | CBS CONSTRUCTION INC. | R | 6615 | 22 | 1615 | CHURCH ST |  |  | ISSUED | 2019-01-16
EW201901128056 | 2019-01-12 | REMOVAL OF A PREVIOUSLY INCORRECTLY INSTALLED CIRCUIT TO A LEVEL 2 EV CHARGER AND THE INSTALLATION OF A NEW 40A 240V CIRCUIT TO THE SAME LEVEL 2 EV CHARGER. | SWITCHED ELECTRIC | R | 6433 | 6 | 90 | LAPHAM WY |  | 1 | ISSUED | 2019-01-12
EW201901128055 | 2019-01-12 | INSTALLATION OF A NEW 50A 240V GFCI PROTECTED CIRCUIT FOR A PACKAGED HOT TUB UNIT IN THE BACKYARD. | SWITCHED ELECTRIC | R | 3612 | 130 | 2966 | 21ST ST | 0 | 1 | COMPLETE | 2019-01-15
E201901088269 | 2019-01-08 | UPGRADE RESIDENTIAL ELECTRICAL 24 LIGHTS 10 SWITCHES 20 RECEPTACLES 4 FANS. | STRONGMAN ELECTRIC INC | R | 1221 | 12 | 1312 | PAGE ST |  |  | ISSUED | 2019-01-08
EW201901158132 | 2019-01-15 | UFER GROUND | I M ELECTRICAL | R | 5802 | 36 | 3933 | MISSION ST | 0 | 1 | COMPLETE | 2019-01-22
E201901288708 | 2019-01-28 | UPGRADING SERVICE FROM 100A TO 200A SERVICES. ADD CAR CHARGER | GENERAL SF | R | 6148 | 8 | 844 | DARTMOUTH ST |  |  | COMPLETE | 2019-02-05
E201901148407 | 2019-01-14 | NEW ELCETRICAL WIRING AS NEEDED FOR NEW TEA/SHOP. 50 NEW LIGHT 5 SWITCHES 10 RECEPTACLES. | ALPHA CONSTRUCTION COMPANY | C | 5438 | 22 | 2591 | SAN BRUNO AV |  |  | ISSUED | 2019-01-14
E201901158444 | 2019-01-15 | INSTALLATION OF NEW VISUAL AND AUDIO NOTIFICATION DEVICES TO MEET NFPA 72 REQUIREMENTS DUE TO TI. TIED INTO THE (E) BOOSTER POWER SUPPLY ON THIS FLOOR LOCATED IN TELO/ELECT ROOM. FA-201 EXISTING FACP IN BUILDING EST3 SYSTEM. | H C I SYSTEMS INC | C | 227 | 48 | 555 | MONTGOMERY ST | 0 |  | ISSUED | 2019-01-15
E201901028180 | 2019-01-04 | PANEL UPGRADE TO 60 A WITHIN APARTMENT UNIT. REMODEL KITCHEN REMODEL W/ DEDICATED CIRUITS UPGRADE TO T.R RECEPTACLES AND INSTALL 12 LED 4" RECESSED LIGHTS. 12 LTS 4 SWITCHES 4 SMOKE DETECTORS 1 DISHWASHERS | VALLIN ELECTRIC | R | 96 | 25 | 1268 | UNION ST |  |  | ISSUED | 2019-01-02
E201901188519 | 2019-01-18 | INSTALL 10 PV MODULES 300 WATTS PER MODULE 3.0 DC KW | HIGH DEFINITION SOLAR INC (DBA) HIGH DEF | R | 7215 | 001A | 15 | MELBA AV |  |  | COMPLETE | 2019-01-24
EW201901077897 | 2019-01-07 | INSTALL (3) 2P40A LEVEL 1 CIRCUITS FOR (3) CPF 25 CHARGERS. RUN CONDUIT AND WIRE INSIDE FROM REMAINING BREAKER SPACES TO EXTERIOR WALL LOCATIONS FOR THE CPF25'S TO BE INSTALLED. MOUNT (3) CPF25'S (1) CPE100 & TERMINATE AND ENERGIZE ALL. | ABM ELECTRICAL SOLUTIONS DBA LINC LIGHTI | C | 719 | 2 | 901 | VAN NESS AV |  | 1 | ISSUED | 2019-01-07
E201901298739 | 2019-01-29 | 1/F: CREATE 1 NEW LAUNDRY ROOM MECHANICAL ROOM COVERT (E) STORAGE TO ONE PLAYROOM & ONE STUDY WITH FULL BATHROOM. CREATE INTERIOR CONNECTION BETWEEN THE 1/F & 2/F PER PLAN. FOUNDATION UPGRADE ON 1/F. | INNOVATIVE CONSTRUCTION IMPLEMENT | R | 5809 | 10 | 746 | ANDOVER ST |  |  | ISSUED | 2019-01-29
E201901048217 | 2019-01-04 | 1/F: UNIT LEGALIZATION ORDINANCE 43-14. NEW PLUGS LIGHTS SWITCHES SUBPANEL. | INNOVATIVE CONSTRUCTION IMPLEMENT | R | 6996 | 10 | 453 | RALSTON ST |  |  | ISSUED | 2019-01-04
E201901298769 | 2019-01-29 | ADDING NEW LINES TO THE KITCHEN. ADDING NEW LIGHTS TO THE KITCHEN DINING ROOM AND HALLWAY. (16) LIGHTS (6) SWITCHES (6) RECEPTACLES (2) FANS (1) DISHWASHER (1) GARBAGE DISPOSAL (1) MICROWAVE (5) SMOKE DETECTORS | JMC GENERAL CONSTRUCTION | R | 1685 | 007D | 854 | 43RD AV |  |  | ISSUED | 2019-01-29
E201901108334 | 2019-01-10 | BATHROOM AND KITCHEN REMODEL 3 LIGHTS 5 SWITCHES 10 RECEPTACLES 1 GARBAGE DISPOSAL. | NOMELLINI CONSTRUCTION * ASK FOR ID * | R | 854 | 6 | 72 | GOUGH ST |  | #6 | ISSUED | 2019-01-10
E201901158436 | 2019-01-15 | INSTALL WIRING OF CAR STACKER IN GARAGE. | KLAUS AMERICA PARKING SYSTEMS INC | C | 3642 | 41 | 854 | CAPP ST |  |  | COMPLETE | 2019-01-17
E201901188532 | 2019-01-18 | 50 LIGHTS 30 SWITCHES 50 PLUGS 3 FANS 1 GD 1 MW 1 RANGE 10 SMOKE DET | A M C BUILDERS INC. | R | 1240 | 8 | 824 | WALLER ST |  |  | ISSUED | 2019-01-18
E201901028175 | 2019-01-02 | BATHROOM REMODEL. 1 FAN 3 RECESSED LIGHTS 1 SWITCH. | BASSAD INC./DBA: EVERLAST CONSTRUCTION | R | 5707 | 22 | 443 | ANDOVER ST |  |  | ISSUED | 2019-01-02
E201901158431 | 2019-01-15 | INSTALL A NEW BATHROOM AND LIGHTING. (40) LIGHTS (20) SWITCHES (40) RECEPTACLES. | GARY LIU | R | 871 | 6 | 1884 | MARKET ST |  |  | ISSUED | 2019-01-15
E201901228583 | 2019-01-22 | REPLACE VANITY LIGHT IN 3 BATHROOMS. INSTALL GFCI IN 3 BATHROOMS. | AAA CONSTRUCTION & DESIGN | R | 3793 | 9 | 88 | KING ST | 104 |  | ISSUED | 2019-01-22
E201901228565 | 2019-01-22 | UNIT C. REMODEL KITCHEN AND BATH UPGRADE BEDROOM AND LIVING ROOM ELECTRICAL UPGRADE | RELIABLE CONSTRUCTION INC | R | 6655 | 41 | 69 | WHITNEY ST |  |  | ISSUED | 2019-01-22
EW201901148076 | 2019-01-14 | INSTALLING 4 NEW ELECTRIC VEHICLE CHARGING STATIONS | ALAMO LIGHTING | C | 7295 | 38 | 3251 | 20TH AV |  | 1 | ISSUED | 2019-01-14
EW201901228243 | 2019-01-22 | TENANT IMPROVEMENT | ALAMO LIGHTING | C | 3755 | 19 | 1118 | HARRISON ST |  | 1 | ISSUED | 2019-01-22
E201901238609 | 2019-01-23 | UNIT 407: REPLACE EXISTING SURFACE MOUNTED LIGHTING. UPGRADE PANEL. (7) LIGHTS (4) SWITCHES (12) RECEPTACLES (1) FAN (1) DISHWASHER (1) MICROWAVE (1) RANGE (3) SMOKE DETECTORS. | HEAVY DUTY CONSTRUCTION | R | 3608 | 32 | 65 | LIBERTY ST |  |  | ISSUED | 2019-01-23
E201901168478 | 2019-01-16 | ELECTRICAL WIRING FOR THE HOME IN ORDER TO PASS THE SOLAR INSTALLATION | YOUDA BUILDERS INC | R | 6300 | 16 | 178 | REY ST |  |  | ISSUED | 2019-01-16
EW201901027839 | 2019-01-02 | UPGRADE SERVICE TO 200AMPS | SFC ELECTRIC CO | R | 3638 | 21 | 890 | SHOTWELL ST |  | 1 | ISSUED | 2019-01-02
EW201901027838 | 2019-01-02 | UPGRADE SERVICE TO 200 AMPS | SFC ELECTRIC CO | R | 3638 | 21 | 880 | SHOTWELL ST |  | 1 | ISSUED | 2019-01-02
E201901188525 | 2019-01-18 | UNIT 304: ELECTRICAL WORK TO REMODEL EXISTING KITCHEN AND BATHROOM. (10) LIGHTS (7) SWITCHES (15) RECEPTACLES (1) FAN (1) DISHWASHER (1) RANGE (2) SMOKE DETECTORS | CASMAN CONSTRUCTION INC | R | 337 | 007A | 320 | TURK ST |  |  | ISSUED | 2019-01-18
EW201901218233 | 2019-01-21 | REMOVE OLD SECURITY CAMERAS AND INSTALL NEW CCTV CAMERAS | AG COMM CO | R | 693 | 12 | 954 | GEARY ST |  | 1 | ISSUED | 2019-01-21
E201901308784 | 2019-01-30 | UPGRADE BATHROOM ELECTRICAL TO CODE. RUN A DEDICATED 20A LINE TO BATHROOM. INSTALL 2 LED RECESSED LIGHTS. REPLACE FAN | S & I CONSTRUCTION INC | R | 254 | 66 | 930 | PINE ST | 302 |  | ISSUED | 2019-01-30
E201901098308 | 2019-01-09 | ROOF MOUNTED SOLAR PHOTOVOLTAIC SYSTEM. 15 MODULES X 330=4.95 | SOLARFIRST INC DBA FIRSTPV | R | 6726 | 029A | 599 | CHENERY ST |  | ROOF | ISSUED | 2019-01-09
E201901108320 | 2019-01-10 | SOLAR PERMIT: 17 PV MODULES 300 WATTS PER MODULE 5.1 (DC) KW. PLAN #2163 | SOLARFIRST INC DBA FIRSTPV | R | 6794 | 13 | 200 | SANTA ROSA AV |  |  | REINSTATED | 2019-01-24
EW201901077899 | 2019-01-07 | REPLACE EXISTING 100 AMP SERVICE WITH NEW 100 AMP SERVICE. | DRP ELECTRIC INC | R | 3117 | 026A | 388 | HEARST AV |  | 1 | ISSUED | 2019-01-07
E201901158448 | 2019-01-15 | UPGRADE RESIDENTIAL WIRING 5 LIGHTS 3 SWITCHES 8 RECEPTACLES 1 FAN. | COLE'S CONSTRUCTION | R | 6556 | 6 | 1140 | DIAMOND ST |  |  | ISSUED | 2019-01-15
E201901238614 | 2019-01-23 | ELECTRICAL TO CODE LIGHTING & OUTLETS. 4 LIGHTS 3 SWITCHES 10 RECEPTACLES 1 FAN 1 DISHWASHER 1 GARBAGE DISPOSAL 1 MICROWAVE 1 RANGE. | AMERICAN KITCHEN COMPANY | R | 3789 | 578 | 219 | BRANNAN ST | 7 | 7 | ISSUED | 2019-01-23
E201901298749 | 2019-01-29 | ELECTRICAL WORK TO LEGALIZE EXISTING KITCHEN ONLY. (1) LIGHT (2) SWITCHES (4) RECEPTACLES (1) MICROWAVE (1) RANGE (1) SMOKE DETECTOR | O'PRO CONSTRUCTION INC. | R | 1806 | 013A | 1487 | 47TH AV |  |  | ISSUED | 2019-01-29
E201901108337 | 2019-01-10 | ELECTRICAL WORK TO LEGALIZE EXISTING UNIT UNDER ORDINANCE 43-14. LEGALIZE EXISTING KITCHEN AND BATHROOM AT GROUND FLOOR. (6) LIGHTS (6) SWITCHES (10) RECEPTACLES (1) FAN (1) MICROWAVE (1) RANGE (3) SMOKE DETECTORS. ADD SUB PANEL | O'PRO CONSTRUCTION INC. | R | 1515 | 20 | 3850 | ANZA ST |  |  | ISSUED | 2019-01-10
E201901148374 | 2019-01-14 | UPGRADE RESIDENTIAL ELECTRICAL 16 LIGHTS 8 SWITCHES 36 RECEPTACLES 2 FANS 1 DISHWASHER 1 GARBAGE DISPOSALS 1 MICROWAVE 1 RANGE 5 SMOKE DETECTORS. | WEI OUYANG DBA OUYANG CONSTRUCTION | R | 1370 | 50 | 173 | 10TH AV |  |  | ISSUED | 2019-01-14
E201901258695 | 2019-01-25 | INSTALL NEW ELECTRICAL 6 LIGHTS 6 SWITCHES 9 RECEPTACLES 1 FANS 1 DISHWASHER 1 RANGE 6 SMOKE DETECTORS. | AXEL8 CONSTRUCTION | R | 222 | 23 | 1146 | TAYLOR ST |  | #15 | ISSUED | 2019-01-25
E201901178502 | 2019-01-17 | REMODEL TOP UNIT 4674A. ADD LAUNDRY REMODEL KITCHEN AND MASTERBATH. | ANDALUSIAN BUILDERS INC | R | 2658 | 57 | 4674 | 18TH ST |  |  | ISSUED | 2019-01-17
E201901288709 | 2019-01-28 | T.I.: NEW WIRING FOR ALL NEW ELECTRICAL LIGHTING PLUGS GFCI FAN DED CKTS FOR GARAGE DOOR. NEW ELECTRICAL SUBPANEL. | SPEEDY CONSTRUCTION INC | C | 3525 | 86 | 1104 | BRYANT ST |  |  | REINSTATED | 2019-02-06
E201901158452 | 2019-01-18 | ELECTRICAL SAFE OFF/ CODE CORRECTIONS. | BRADFORD SOLINSKY LIGHTING & ELECTRIC | R | 103 | 7 | 1501 | GRANT AV |  |  | COMPLETE | 2019-01-18
E201901188511 | 2019-01-18 | BASEMENT INSTALL DISCONNECT 3-PH 240V 100A ELEVATOR ROOM. INSTALL 3 DEDICATED CIRCUIT 120V 20A ELEVATOR | ALFA ELECTRIC INC | C | 285 | 16 | 639 | BUSH ST |  |  | COMPLETE | 2019-02-01
E201901158432 | 2019-01-15 | REVISION FOR SOLAR PERMIT E201812037606; SOLAR - PLAN 2113 R1. 17 PV MODS 270 WATTS PER MOD. 4.59 = DC KW SYSTEM | GOLDEN GATE SOLAR | R | 5956 | 27 | 167 | MADRID ST |  |  | COMPLETE | 2019-01-18
EW201901027840 | 2019-01-02 | FINAL FOR UPDATED KITCHEN | COPPERGOLD ELECTRIC INC | R | 213 | 3 | 1115 | MASON ST |  | 2 | ISSUED | 2019-01-02
E201901228551 | 2019-01-22 | INSTALL 30 NEW LIGHTS 24 SWITCHES 30 RECEPTACLES 5 FANS 1 DISHWASHER 1 GARBAGE DISPOSAL 1 MIRCOWAVE 5 SMOKE DETECTORS 26 CIRCUITS. NEW 200 AMP MAIN PANEL. | IPOWER SF ELECTRIC | R | 4008 | 8 | 560 | DE HARO ST |  |  | ISSUED | 2019-01-22
E201901028169 | 2019-01-02 | 30 LIGHTS 15 SWITCHES 40 PLUGS 1 DW 1 GD 1 MW 6 SMOKE DET | S R S ELECTRIC | R | 6774 | 11 | 292 | CIRCULAR AV |  |  | ISSUED | 2019-01-02
E201901308782 | 2019-01-30 | INSTALL EV CHARGER OUTLET 240V 50A IN PARKING GARAGE. | EVCHARGER EXPERT | R | 617 | 91 | 1945 | WASHINGTON ST | 507 |  | ISSUED | 2019-01-30
E201901228572 | 2019-01-22 | ADD ONE OUTLET REMOVE ONE OUTLET. | GREEN SEQUOIA CONSTRUCTION GROUP INC | R | 3617 | 64 | 909 | GUERRERO ST |  |  | ISSUED | 2019-01-22
E201901258675 | 2019-01-25 | NEW ELECTRICAL PANEL SUBPANEL 200 AMPS 20 CIRCUITS 12 LIGHTS 25 SWITCHES 40 RECEPTACLES 6 FANS 1 DISHWASHERS 1 GARBAGE DISPOSALS 1 MICROWAVES 1 RANGES 8 SMOKE DETECTORS | THREE BROTHERS CONSTRUCTION | R | 1648 | 39 | 435 | CABRILLO ST |  |  | ISSUED | 2019-01-25
E201901118366 | 2019-01-11 | UNIT#8 REMODEL KITCHEN & BATH. INSTALL NEW 60 AMP SUBPANEL. 60 AMP 8 CIRCUITS 10 LIGHTS 10 SWITCHES 10 RECEPTACLES 1 FAN 1 DISHWASHER 1 RANGE 4 SMOKE DETECTORS. WASHER/DRYER. | US CONSTRUCTION CALIFORNIA INC | R | 644 | 23 | 1637 | SACRAMENTO ST |  | 2 | ISSUED | 2019-01-11
E201901028173 | 2019-01-02 | FRAME (E) 2 RESTROOMS TO MAKE 3 TOILET STALLS PER RESTROOM 4 LIGHTS 3 SWITCHES 6 RECEPTACLE | ZARC CONSTRUCTION INC | C | 3576 | 62 | 645 | VALENCIA ST |  |  | ISSUED | 2019-01-02
E201901158430 | 2019-01-15 | REVISION FOR SOLAR PERMIT E201812037604; 12 PV MODULES 270 WATTS PER MODULE 3.24 DC KW RATING PLAN 2093 R1. | GREEN-TECH DEVELOPERS | R | 6079 | 35 | 423 | MADRID ST |  |  | COMPLETE | 2019-01-18
EW201901158122 | 2019-01-15 | REI JOB #222565 - GAP 2F FIRE ALARM SYSTEM UPGRADE | ROSENDIN ELECTRIC INC. | C | 3741 | 46 | 2 | FOLSOM ST |  | 6 | ISSUED | 2019-01-15
EW201901238288 | 2019-01-23 | REI JOB #220203 - 181 FREMONT PROJECT NORTON PHASE II - LEVEL 38 COMMERCIAL OFFICE TENANT IMPROVEMENT. | ROSENDIN ELECTRIC INC. | C | 3719 | 450 | 181 | FREMONT ST |  | 38 | ISSUED | 2019-01-23
EW201901238287 | 2019-01-23 | REI JOB #220203 - 181 FREMONT PROJECT NORTON PHASE II - LEVEL 37 COMMERCIAL OFFICE TENANT IMPROVEMENT. | ROSENDIN ELECTRIC INC. | C | 3719 | 450 | 181 | FREMONT ST |  | 37 | ISSUED | 2019-01-23
EW201901238284 | 2019-01-23 | REI JOB #220203 - 181 FREMONT PROJECT NORTON PHASE II - LEVEL 35 COMMERCIAL OFFICE TENANT IMPROVEMENT. | ROSENDIN ELECTRIC INC. | C | 3719 | 450 | 181 | FREMONT ST |  | 35 | ISSUED | 2019-01-23
E201901168466 | 2019-01-16 | INSTALL 1 DOUBLE FACED PROJECTING ELECTRIC SIGN "SAMS TAVERN" | THOMAS SWAN SIGN CO INC | C | 269 | 4 | 364 | BUSH ST |  | 1/F | ISSUED | 2019-01-16
EW201901108023 | 2019-01-10 | WIRE & INSTALL NEW 400 AMP SERVICE WITH METER SOCKETS & CIRCUIT BREAKER PANELS | BYINGTON ELECTRIC CORP | R | 66 | 2 | 2227 | TAYLOR ST |  | 1 | ISSUED | 2019-01-10
E201901258701 | 2019-01-25 | INSTALL 1 ILLUMINATED SIGN. | ARROW SIGN COMPANY | C | 570 | 7 | 2201 | VAN NESS AV | 0 |  | ISSUED | 2019-01-25
E201901028179 | 2019-01-02 | COMPLY WITH NOV #201814471 INSTALL WIRING IN DINING ROOM REAR ENTERTAINMENT AREA AND PENDANT LIGHTS THROUGHOUT 16 LIGHTS 8 SWITCHES 4 RECEPTACLES. | OCCIDENTAL EXPRESS | C | 571 | 4 | 1516 | BROADWAY * |  |  | ISSUED | 2019-01-02
E201901028165 | 2019-01-02 | AMEND EW201812207736 TO CHANGE THE ADDRESS FROM 111 PINE ST TO 1 FRONT ST | PAGANINI ELECTRIC CORP(SEE SIGNATORIES) | R | 266 | 9 | 1 | FRONT ST |  | 9 | ISSUED | 2019-01-02
EW201901027846 | 2019-01-02 | TENANT IMPROVEMENT BUILD OUT AND LIFE SAFETY INSTALLATION @ SALESFORCE TOWER - 415 MISSION STREET 41ST FLOOR | PAGANINI ELECTRIC CORP(SEE SIGNATORIES) | C | 3720 | 9 | 415 | MISSION ST |  | 41 | ISSUED | 2019-01-02
EW201901077908 | 2019-01-07 | FULL-FLOOR TI INCLUDING LIGHTING POWER AND FIRE ALARM DEVICES @ MARRIOTT - PIER 2620 - 2620 JONES STREET GROUND FLOOR | PAGANINI ELECTRIC CORP(SEE SIGNATORIES) | C | 29 | 3 | 2620 | JONES ST |  | 0 | ISSUED | 2019-01-07
EW201901288371 | 2019-01-28 | MINOR LIGHTING AND LIGHTING CONTROL UPGRADES. MINOR POWER UPGRADES @ ALLSTEEL - 4 MARITIME PLAZA (250 CLAY) 1ST FLOOR PLAZA LEVEL. | PAGANINI ELECTRIC CORP(SEE SIGNATORIES) | C | 204 | 23 | 250 | CLAY ST |  | 1 | ISSUED | 2019-01-28
EW201901228262 | 2019-01-22 | WIRE OUTLETS IN KITCHEN. DISPOSAL DISHWASHER WASHER FURNACE AND SUB-PANEL. | DELTA ELECTRIC | R | 1244 | 22 | 610 | ASHBURY ST |  | 2 | ISSUED | 2019-01-22
EW201901308457 | 2019-01-30 | LOW VOLTAGE TELDATA CABLING - TS2499 | C B F INC | C | 232 | 16 | 3 | EMBARCADERO CENTER * |  | 410 | COMPLETE | 2019-02-04
EW201901308450 | 2019-01-30 | LOW VOLTAGE TELEDATA CABLING - TC1352 | C B F INC | C | 231 | 23 | 2 | EMBARCADERO CENTER * |  | 2220 | COMPLETE | 2019-02-04
EW201901097991 | 2019-01-09 | ELEC & LIFE SAFETY T.I. 26 FLOOR EC2119 | C B F INC | C | 288 | 32 | 333 | BUSH ST | 0 | 26 | ISSUED | 2019-01-09
EW201901178161 | 2019-01-17 | INSTALL (1) OUTLET - ES8264 | C B F INC | C | 3746 | 2 | 375 | BEALE ST |  | 6 | ISSUED | 2019-01-17
EW201901178160 | 2019-01-17 | INSTALL OUTLET IN KITCHEN | C B F INC | C | 3746 | 2 | 375 | BEALE ST |  | 1 | ISSUED | 2019-01-17
EW201901188201 | 2019-01-18 | ELEC T.I. - EC2102 12TH FLOOR | C B F INC | C | 3740 | 34 | 221 | MAIN ST |  | 12 | ISSUED | 2019-01-18
EW201901087957 | 2019-01-08 | INSTALL (260) CABLES ON THE 35TH FLOOR FOR SALESFORCE - 184539-P4C-35 | METROPOLITAN ELECTRICAL CONSTRUCTION | C | 3709 | 006A | 50 | FREMONT ST |  | 35 | ISSUED | 2019-01-08
EW201901017826 | 2019-01-01 | INSTALL ONE EMERGENCY EXIT LIGHT RELOCATE ONE EXIT LIGHT REPAIR 3 FLUORESCENT LIGHT FIXTURES. | K W ELECTRICAL CO | C | 2409 | 61 | 633 | TARAVAL ST |  | 1 | CANCELLED | 2019-01-07
E201901088267 | 2019-01-08 | UPDATE 100A/240V SERVICE | JACOB SING-YU KWAN DBA J.K. ELECTRIC | R | 2165 | 45 | 4109 | PACHECO ST |  |  | COMPLETE | 2019-01-09
E201901298743 | 2019-01-29 | #6: REMODEL KITCHEN & BATHROOM. | RINALDI CONSTRUCTION | R | 844 | 1 | 479 | STEINER ST |  |  | ISSUED | 2019-01-29
EW201901298419 | 2019-01-29 | SURVEY INSPECTION | PADILLA'S ELECTRIC | R | 2451 | 3 | 2690 | 46TH AV | 0 | 12 | ISSUED | 2019-01-29
E201901148378 | 2019-01-14 | DUMMY PLEASE DELETE | MR. ROOFING INC. | R | 3512 | 5 | 1660 | MISSION ST |  |  | FILED | 2019-01-14
E201901288724 | 2019-01-28 | UPGRADE OF FIRE ALARM | HUE & CRY SECURITY SYSTEM | C | 304 | 11 | 610 | LEAVENWORTH ST |  |  | ISSUED | 2019-01-28
E201901038196 | 2019-01-03 | UNIT B: ELECTRICAL WORK TO RENOVATE KITCHEN AND BATHROOM. (10) LIGHTS (6) SWITCHES (15) RECEPTACLES (1) DISHWASHER (1) GARBAGE DISPOSAL. | YIU CHEONG CONSTRUCTION CO INC | R | 6615 | 40 | 192 | VALLEY ST |  |  | ISSUED | 2019-01-03
EW201901248313 | 2019-01-24 | ADD SUB PANEL RECONNECTING EXISTING EQUIPMENT | B B J ELECTRIC INC | C | 4356 | 1 | 1060 | MARIN ST |  | 1 | COMPLETE | 2019-01-31
EW201901308452 | 2019-01-30 | REMODEL BATHROOM CONSISTING OF 6 RECESSED CANS 1 BATH FAN AND GFI'S | ARTISTIC LIGHTING & ELECTRIC | R | 909 | 002B | 2100 | JEFFERSON ST |  | 1 | ISSUED | 2019-01-30
EW201901097981 | 2019-01-09 | REMODEL LIGHTING/SWITCHING IN GUEST BEDROOM OFFICE AND KITCHEN AND ADD WARM FLOOR AT MASTER BATH. | ARTISTIC LIGHTING & ELECTRIC | R | 0247C | 21 | 1200 | CALIFORNIA ST | 8 | 8 | ISSUED | 2019-01-09
E201901238604 | 2019-01-23 | INSTALL A NEW 200 AMP SERVICE. PROVIDE 7 NEW CIRCUITS TO KITCHEN PROVIDE 1 30 AMP 220 V CIRCUIT FOR JACUZI. 4 SMOKE DETECTORS 1 LAUDNRY CIRCUIT 1 220 CIRCUIT & 220 V 30 AMP FOR DRYER. INSTALL 1 NEW 100 AMP CIRCUIT FOR KITCHEN. 30 CIRCUITS 2 PANELBOARDS 40 LIGHTS 30 SWITCHES 40 RECEPTACLES 1 FAN 1 DISHWASHER 1 DISPOSAL 1 MICROWAVE 1 RANGE. | COSMOS ELECTRIC CO **CHECK ID & NOTE*** | R | 4965 | 45 | 1019 | HOLLISTER AV |  | BSMT 1/F 2/F | ISSUED | 2019-01-23
EW201901168137 | 2019-01-16 | 1010SP19OF-EC-2_16TH FLR MILLENNIUM CAPITAL TI- DDC CONTROL OF 18 VAV DUAL DUCT ZONES; DAMPER ACTUATORS SA TEMP SENSORS ZONE TEMP SENSORS BUILDING SPEC. RECONNECT TO POWER LOOP COMM LOOP AND START-UP EXISTING UNITS IN THE SAME LOCATION. (4) WS HEAT PUMP INSTALL THE MANUFACTURER THERMOSTAT INSTALL AND MONITOR CONDENSATE LEVEL. | SYSERCO INC. | R | 231 | 23 | 2 | EMBARCADERO CENTER * |  | 16 | ISSUED | 2019-01-16
EW201901288409 | 2019-01-28 | REPLACE EXISTING ELECTRICAL MAIN SERVICE WITH NEW. | A 24 ELECTRIC COMPANY | R | 7097 | 005A | 75 | RAE AV |  | 1 | ISSUED | 2019-01-28
E201901028159 | 2019-01-02 | ELECTRICAL CONTRACTOR OBTAINING PERMIT FOR FINAL AND WORK CONDUCTED UNDER PERMIT E201809185955 | BROOKLINE-BELISLE ELECT | R | 4034 | 32 | 374 | ARKANSAS ST | 0 |  | COMPLETE | 2019-01-17
E201901178500 | 2019-01-17 | REPLACE 100 AMP DAMAGE MAIN PANEL. | FRANKLIN ELECTRIC | R | 68 | 13 | 33 | MONTCLAIR TR | 0 |  | COMPLETE | 2019-01-24
EW201901308461 | 2019-01-30 | 12 BASEFEEDS FOR MODULAR PARTITION ONLY | SERVICE WEST INC | C | 292 | 2 | 1 | MONTGOMERY ST |  | 21 | ISSUED | 2019-01-30
EW201901188209 | 2019-01-18 | 45 WORKSTATIONS FOR MODULAR PARTITIONS ONLY | SERVICE WEST INC | C | 3717 | 20 | 180 | HOWARD ST |  | 11 | ISSUED | 2019-01-18
E201901248633 | 2019-01-24 | 8TH FLOOR: INSTALL 1 RECESSED CAN LIGHT. | NEW AGE ELECTRIC INC | C | 3923 | 6 | 1550 | BRYANT ST |  |  | ISSUED | 2019-01-24
EW201901198221 | 2019-01-19 | LAUNDRY ROOM | JAMES F WITTENBROOK | R | 1422 | 9 | 245 | 11TH AV | 0 | 1 | ISSUED | 2019-01-19
E201901158445 | 2019-01-15 | BATHROOM REMODEL | ESTEVEZ CONSTRUCTION | R | 1787 | 42 | 1384 | 33RD AV | 0 |  | ISSUED | 2019-01-15
EW201901057887 | 2019-01-05 | INSTALL WIRING FOR ALL LIGHTS AND RECEPTACLES. | BROTHER COMPANY *** CHECK I.D. *** | R | 6521 | 30 | 2857 | FOLSOM ST | 0 | 2 | ISSUED | 2019-01-05
EW201901188218 | 2019-01-18 | FOR ELECTRICAL PERMIT EW 20150308741 TO FINAL. | BROTHER COMPANY *** CHECK I.D. *** | R | 5522 | 2 | 50 | MANCHESTER ST | 0 | 2 | ISSUED | 2019-01-18
EW201901148082 | 2019-01-14 | REPLACE EXISTING 8 PANELS AND INVERTER WITH NEW MODULES AND SOLAREDGE SYSTEM WITH RAPID SYSTEM SHUTDOWN - 8 ROOF-MOUNTED SOLAR PV MODULES 300 WATTS PER MODULE 1 INTERACTIVE INVERTER TOTAL NO. OF RATING 3.8 KW. | OCCIDENTAL POWER | R | 3585 | 151 | 57 | HANCOCK ST | 3 | 2 | COMPLETE | 2019-01-18
EW201901148090 | 2019-01-14 | TO INSTALL COMPLETE NEW ELECTRICAL WIRING IN WHOLE HOUSE TOP FLOOR AND LOWER FLOOR TWO SUB PANELS EACH ONE 100 AMPS 220 VOLTS NEW MAIN ELECTRICAL SERVICE 200 AMPS OVER HEAD | L & L ELECTRIC | R | 2968B | 39 | 430 | MARIETTA DR |  | 1 | ISSUED | 2019-01-14
E201901098305 | 2019-01-09 | UPGRADE SUBPANEL IN UNIT 2 ADD LIGHTING & PLUGS IN KITCHEN | CLIPPER CONSTRUCTION INC. | R | 2695 | 20 | 195 | COLLINGWOOD ST |  |  | ISSUED | 2019-01-09
EW201901228253 | 2019-01-22 | 10974 T/I L:IGHTS PLUGS SW AND LIFE SAFETY TO FOLLOW | ASF ELECTRIC INC. | C | 3708 | 175 | 575 | MARKET ST |  | 18 | ISSUED | 2019-01-22
EW201901148063 | 2019-01-14 | 3 FLOORS BASEMENT 1ST AND 2ND FLOORS. RETAIL BUILDOUT NEW LIGHTING POWER TITLE 24 CONTROLS 6 NEW PANELS AND FIRE ALARM | E. J. WEBER ELECT.CO INC | C | 309 | 28 | 125 | GRANT AV |  | 1 | ISSUED | 2019-01-14
EW201901178188 | 2019-01-17 | FURNISH AND INSTALL NEW LIGHTING LIGHTING CONTROLS RECEPTACLES FOR OFFICES AND UPGRADE LIFE SAFETY DEVICES | E. J. WEBER ELECT.CO INC | C | 291 | 12 | 44 | MONTGOMERY ST | 0 | 1600 | ISSUED | 2019-01-17
EW201901168141 | 2019-01-16 | INSPECTION WITH REFERENCE TO CONDO CONVERSION REPORT | BENNETT ELECTRIC | R | 3596 | 42 | 248 | SAN CARLOS ST |  | 2 | COMPLETE | 2019-01-22
EW201901108025 | 2019-01-10 | NEW ELECTRICAL THROUGHOUT UNIT 930 UPDATE ELECTRICAL IN BATHROOMS LAUNDRY & KITCHEN ALL NEW ELECTRICAL THROUGHOUT. | S F GARAGE COMPANY INC. | R | 67 | 9 | 930 | LOMBARD ST |  | 1 | ISSUED | 2019-01-10
E201901048219 | 2019-01-04 | REMODEL 1/2 BATH 1 LIGHT 1 SWITCH 1 RECEPTACLE 1 FAN. | R. C. CONSTRUCTION | R | 5574 | 18 | 21 | COSTA ST |  |  | ISSUED | 2019-01-04
EW201901047871 | 2019-01-04 | RELOCATE A KITCHEN AND INSTALL A NEW POWDER ROOM AND A STORAGE ON 2ND FLOOR. | LUO'S CONSTRUCTION COMPANY **CHECK ID*** | R | 128 | 21 | 1559 | CLAY ST |  | 2 | ISSUED | 2019-01-04
EW201901087965 | 2019-01-08 | UNIT 204. KITCHEN AND BATHROOM REMODEL. PANEL RELOCATION. | CHASOV ELECTRICAL VOICE & DATA | R | 223 | 8 | 1000 | MASON ST |  | 2 | ISSUED | 2019-01-08
E201901288711 | 2019-01-28 | RENEW PERMITS E201702172990 EW201608169978 FOR FINAL INSPECTION | SPOTLIGHT CONSTRUCTION GROUPS INC | R | 2330 | 2 | 2215 | 19TH AV |  |  | ISSUED | 2019-01-28
EW201901298424 | 2019-01-29 | NEW BATHROOMS AND LIGHTING THROUGHOUT THE SPACE. RELOCATE POWER OUTLETS | LIGHTHOUSE ELECTRIC | C | 85 | 5 | 1301 | SANSOME ST |  | 123 | ISSUED | 2019-01-29
E201901088287 | 2019-01-08 | LEGALIZATION OF DWELLING UNIT INSTALLED WITHOUT A PERMIT ON 1ST FLOOR | CITYBEST CONSTRUCTION | R | 2038A | 14 | 1773 | 11TH AV |  |  | ISSUED | 2019-01-08
EW201901037857 | 2019-01-03 | REWIRE KITCHEN BATHROOM BEDROOMS AND 1-SUBPANEL | BAY ELECTRIC | R | 515 | 22 | 2296 | FILBERT ST |  | 1 | ISSUED | 2019-01-03
E201901148379 | 2019-01-14 | REMODEL BATHROOM 3 LIGHTS 4 SWITCHES 2 RECEPTACLES 1 FAN. | R P CONSTRUCTION INC. | R | 2149 | 003Q | 2054 | 30TH AV |  |  | ISSUED | 2019-01-14
EW201901087972 | 2019-01-08 | ROUGH IN TWO LIGHT BOXES IN BEDROOM AND LIVING ROOM. INSTALL LIGHTS IN UNIT 808 | WEST ELECTRIC AND LIGHTING | R | 697 | 39 | 1400 | GEARY BL |  | 8 | ISSUED | 2019-01-08
E201901178484 | 2019-01-17 | UPGRADE THE ELECTRICAL SERVICE TO 200A. REPLACE THE OLD SUBPANEL IN GARAGE. (1) LIGHTS (1) SWITCHES (1) RECEPTACLE. | FRANMORE ELECTRIC | R | 5525 | 32 | 1535 | TREAT AV |  |  | ISSUED | 2019-01-17
EW201901128054 | 2019-01-12 | ADU. NEW 200 AMP SERVICE | WIES ELECTRIC | R | 5336 | 7 | 130A | BRIDGEVIEW DR |  | 1 | ISSUED | 2019-01-12
E201901118350 | 2019-01-11 | (72) RECESSED LIGHTS. EXHANGE (1) SUBPANEL (70A). (3) FANS (5) SMOKE DETECTORS | INTER ELECTRIC (CHK ID ONLY ELMER MORAN) | R | 7381 | 38 | 149 | LAKE MERCED HILL ST SOUTH ST |  |  | ISSUED | 2019-01-11
EW201901258360 | 2019-01-25 | INSTALLATION OF A SPRINKLER MONITORING SYSTEM | CRIME WATCH SECURITY SYSTEMS INC | R | 6615 | 39 | 186 | VALLEY ST |  | 1 | ISSUED | 2019-01-25
E201901048202 | 2019-01-04 | 3906-3908 24TH ST. AMEND PERMIT # EW201804092242 TO REFLECT CORRECT ADDRESS. | CRIME WATCH SECURITY SYSTEMS INC | R | 3654 | 40 | 3906 | 24TH ST |  |  | ISSUED | 2019-01-04
EW201901047874 | 2019-01-04 | INSTALLATION OF A SPRINKLER MONITORING SYSTEM | CRIME WATCH SECURITY SYSTEMS INC | R | 1511 | 5 | 531 | 33RD AV |  | 1 | ISSUED | 2019-01-04
EW201901047882 | 2019-01-04 | INSTALLATION OF A SPRINKLER MONITORING SYSTEM | CRIME WATCH SECURITY SYSTEMS INC | R | 0464A | 17 | 122 | AVILA ST |  | 1 | ISSUED | 2019-01-04
EW201901178171 | 2019-01-17 | INSTALLATION OF AN FIRE ALARM SYSTEM INCLUDING: NEW LOW FREQUENCY SOUNDERS IN ALL SLEEPING AREAS MODULES TO MONITOR ALL SPRINKLER WATER FLOW AND TAMPER DEVICES NOTIFICATION DEVICES IN ALL COMMON AREAS AND MODULES AND RELAYS TO MONITOR THE ELEVATOR RECALL CAPABILITIES FOR A 17 UNIT MIX USE BUILDING WITH ONE COMMERCIAL SPACE. | CRIME WATCH SECURITY SYSTEMS INC | R | 3548 | 39 | 1801 | MISSION ST |  | 1 | ISSUED | 2019-01-17
EW201901108028 | 2019-01-10 | RECONNECT KITCHEN APPLIANCES AFTER NEW COUNTERS AND CABINETS WHERE INSTALLED . | J O'DRISCOLL ELECTRICAL | R | 2618 | 5 | 34 | LEVANT ST |  | 3 | ISSUED | 2019-01-10
EW201901158101 | 2019-01-15 | TEMPORARY ELECTRICAL SERVICE - 277Y/480V 800A UFER AND GROUNDING FOR NEW BUILDING ELECTRICAL PERMIT FOR NEW BUILDING TO FOLLOW ONCE BUILDING PERMIT HAS BEEN ISSUED | CORISH ELECTRIC CORPORATION | C | 546 | 1 | 2465 | VAN NESS AV |  | 1 | ISSUED | 2019-01-15
EW201901077928 | 2019-01-07 | INSPECTION REQUIRED FOR 4 INCH UNDERGROUND PIPE FOR NEW SERVICE. | BRIAN ROGERS ELECTRIC | R | 3569 | 44 | 539 | VALENCIA ST |  | 1 | COMPLETE | 2019-01-09
EW201901077920 | 2019-01-07 | INSTALL NEW ELECTRICAL PANEL. PROVIDE 2 KITCHEN CIRCUITS ONE BATHROOM CIRCUIT. CIRCUITS FOR DISHWASHER DISPOSAL. INSTALL 4 LED CANS AND 3 LED UNDERCOUNTER LIGHTS. ONE EXHAUST FAN AND 2 SMOKE DETECTORS. ALSO ALL NEW SWITCHES AND PLUGS. PROVIDE ALL NEW WIRE IN EXISTING BOXES AS NEEDED. | CASTELLINO ELECTRIC INC | R | 0464A | 6 | 3445 | PIERCE ST | 0 | 202 | ISSUED | 2019-01-07
E201901108330 | 2019-01-10 | ELECTRICAL WORK TO REMODEL BATHROOM AND ADD ELECTRICAL TO KITCHEN. (6) LIGHTS (6) SWITCHES (6) RECEPTACLES (1) FAN (1) DISHWASHER (1) RANGE | HUBERT PENNY | R | 3008 | 31 | 411 | MYRA WY |  |  | ISSUED | 2019-01-10
E201901078248 | 2019-01-07 | REMODEL KITCHEN BATHROOM AND LAUNDRY. | D3 CONSTRUCTION | R | 76 | 27 | 565 | LOMBARD ST |  |  | ISSUED | 2019-01-07
EW201901108011 | 2019-01-10 | NEW 200 AMPS ELECTRICAL SERVICE.NEW LIGHTS AND RECEPTACLES IN THE GARAGE. | ANDREI SMIRNOV | R | 1743 | 34 | 1256 | 08TH AV |  | 1 | ISSUED | 2019-01-10
EW201901278368 | 2019-01-27 | ADD NEW ADU PER PLAN. | Q & Q ELECTRIC CO. INC | R | 1180 | 20 | 1555A | MCALLISTER ST |  | 1 | ISSUED | 2019-01-27
EW201901168136 | 2019-01-16 | NEW 60A/240V SUB-PANEL KITCHEN AND LAUNDRY NEW WIRING | ELECTRO INTEGRITY | R | 1530 | 009C | 449 | 14TH AV | 0 | 2 | ISSUED | 2019-01-16
EW201901228259 | 2019-01-22 | INSTALLATION OF A NEMA 6-50 RECEPTACLE FOR AN EVSE. | LUMINALT ENERGY CORPORATION | R | 5720 | 13 | 259 | RICHLAND AV |  | 1 | COMPLETE | 2019-02-05
E201901228547 | 2019-01-22 | SOLAR: 15 PV MODULES 360 WALLS PER MODULE 5.4 SYSTEM (DC) KW NEW 125A SUBPANEL. PLAN 2173 | LUMINALT ENERGY CORPORATION | R | 2196 | 47 | 1225 | QUINTARA ST |  |  | ISSUED | 2019-01-22
EW201901248319 | 2019-01-24 | INFRASTRUCTURE FOR FUTURE SOLAR PV SYSTEM INSTALLATION. ROOF ATTACHMENTS AND CONDUIT. | LUMINALT ENERGY CORPORATION | R | 489 | 15 | 2346 | LOMBARD ST | 0 | 1 | ISSUED | 2019-01-24
E201901248625 | 2019-01-24 | SOLAR: INSTALL 15 ROOF PV MODS 345W/MOD 5.175KW TOTAL RATING. PLAN 2175. | LUMINALT ENERGY CORPORATION | R | 3620 | 15 | 3652 | 22ND ST |  |  | ISSUED | 2019-01-24
EW201901178184 | 2019-01-17 | REWIRE OF APARTMENT 104 TO BRING EXISTING ELECTRICAL IN APARTMENT UP TO CODE | KEVIN REILLY ELECTRIC | R | 1229 | 25 | 1849 | PAGE ST |  | 104 | ISSUED | 2019-01-17
EW201901178193 | 2019-01-17 | INSTALL 13.5KWH ENERGY STORAGE SYSTEM INSTALL 200A LOAD CENTER | TESLA ENERGY OPERATIONS | R | 6597 | 007U | 619 | SAN JOSE AV |  | 1 | ISSUED | 2019-01-17
E201901078259 | 2019-01-07 | CC FOR PERMIT E201803221848 -UPGRADE SERVICE TO 400AMPS REWIRE UNIT & LOW VOLTAGE. | NATIONAL -ELECTRIC | R | 6552 | 13 | 3936 | 26TH ST |  |  | ISSUED | 2019-01-07
E201901298770 | 2019-01-29 | INSTALL A NEW FIRE ALARM SYSTEM TO NEW BULDING | K K ELECTRIC & ALARM COMPANY | R | 3509 | 26 | 37 | GRACE ST |  |  | ISSUED | 2019-01-29
EW201901228251 | 2019-01-22 | ELECTRICAL WORK DONE IN CONJUNCTION WITH GENERAL BUILDING PERMIT APPLICATION NUMBER 201812289286. SCOPE OF ELECTRICAL WORK INCLUDES MASTER BATHROOM REMODEL. NEW VANITY RECEPTACLES AND NEW LIGHTED MIRROR. NO CHANGE TO CEILING IN MASTER BATHROOM. PRE-WIRE FOR FUTURE EXTERIOR HOT TUB | KLM UTILITIES | R | 524 | 34 | 1338 | FILBERT ST | 4 | 4 | ISSUED | 2019-01-22
E201901118362 | 2019-01-11 | TO OBTAIN A FINAL INSPECTION FOR WORK APPROVED UNDER PREVIOUS PERMIT E201706275979. | E - 5 CONSTRUCTION INC | R | 7219 | 003A | 3063 | 19TH AV |  |  | ISSUED | 2019-01-11
EW201901288385 | 2019-01-28 | INSTALLATION OF 3 STATIONS | ALL MODULAR SYSTEMS INC. | C | 3735 | 63 | 222 | 02ND ST |  | 9 | ISSUED | 2019-01-28
EW201901288383 | 2019-01-28 | INSTALLATION OF 26 STATIONS | ALL MODULAR SYSTEMS INC. | C | 3735 | 63 | 222 | 02ND ST |  | 5 | ISSUED | 2019-01-28
EW201901258359 | 2019-01-25 | INSTALLATION OF 74 MODULAR WORKSTATIONS. | ALL MODULAR SYSTEMS INC. | C | 3740 | 34 | 221 | MAIN ST |  | 12 | ISSUED | 2019-01-25
EW201901238295 | 2019-01-23 | INSTALLATION OF (32) MODULAR WORKSTATIONS | ALL MODULAR SYSTEMS INC. | C | 268 | 2 | 115 | SANSOME ST | 0 | 8 | COMPLETE | 2019-01-30
E201901298733 | 2019-01-29 | REPAIR WATER DAMAGED ELECTRICAL OUTLETS AT HALF BATHROOM. | KWONG ASSOCIATES | R | 1386 | 67 | 225 | 26TH AV | 1 |  | ISSUED | 2019-01-29
E201901048232 | 2019-01-04 | RENEWAL OF PERMIT E201707126286: UPGRADE MAIN ELECTRICAL TO 200 AMP SINGLE PHASE 2 METER FOR 2-UNIT; REMODEL KITCHEN 2 BATHROOMS 1SUBPANEL CHANGE OUT WIRING FOR LIGHTS/OUTLETS; 20 LIGHTS 20 SWITCHES 1 DISHWASHER 1 MICROWAVE 3 SMOKE DETECTORS. | GALAXY BUILDING CONSTRUCTION | R | 1133 | 7 | 89 | STANYAN BL |  |  | COMPLETE | 2019-01-18
E201901258668 | 2019-01-25 | U.L. BUILT SIGN (2) | DURKIN SIGNS & GRAPHICS INC | C | 8711 | 23 | 1101 | 04TH ST |  |  | ISSUED | 2019-01-25
EW201901228258 | 2019-01-22 | SCOPE: LABOR TO INSTALL DATA CARD ACCESS AND CCTV CABLES LABOR TO BUILD OUT SERVER ROOM LABOR TO TERMINATE END TO END LABEL AND TEST | ISETTA DATA & COMMUNICATIONS INC. | C | 3717 | 20 | 180 | HOWARD ST |  | 310 | ISSUED | 2019-01-22
EW201901027847 | 2019-01-02 | ADD UFER AND REWIRE REMODEL PORTION OF THE HOUSE WITH SUBPANEL | LIGHTS OUT INC | R | 5612 | 24 | 72 | ELSIE ST |  | 1 | ISSUED | 2019-01-02
EW201901037868 | 2019-01-03 | ADD CANS AND LIGHTS IN HALLWAYS. SEPARATES SWTICH LEGS. INSTALL OUTLETS FOR TVS. MOVE BOX AND HANG CHANDELIER USING RACEWAY. MOVE ELECTRICAL FOR NEW CLOSET. ADD OUTLETS IN ISLAND AND BELOW COUNTER OFF EXISTING KITCHEN CIRCUIT. | LIGHTS OUT INC | R | 8715 | 207 | 1000 | 03RD ST |  | 10 | ISSUED | 2019-01-03
E201901238610 | 2019-01-23 | ELECTRICAL WORK FOR NEW FIRE ALARM SYSTEM | BATTALION ONE FIRE PROTECTION | R | 349 | 14 | 54 | MCALLISTER ST |  |  | ISSUED | 2019-01-23
EW201901168155 | 2019-01-16 | INSTALLATION OF A ROOF MOUNTED PHOTOVOLTAIC SYSTEM WITH (8) SOLARIA 360W MODULES (8) ENPHASE IQ7+ MICROINVERTERS AND AN ENPHASE IQ COMBINER BOX. - 8 ROOF-MOUNTED SOLAR PV MODULES 360 WATTS PER MODULE 8 INTERACTIVE INVERTER TOTAL NO. OF RATING 2.419 KW. | SWANROCK INC. DBA: SKYTECH SOLAR | R | 3640 | 73 | 1051 | TREAT AV | 0 | 3 | ISSUED | 2019-01-16
EW201901248322 | 2019-01-24 | INSTALLATION OF A ROOF-MOUNTED PV SYSTEM WITH (8) LG 335W MODULES (8) ENPHASE MICROINVERTERS AND AN ENPHASE COMBINER BOX - 8 ROOF-MOUNTED SOLAR PV MODULES 335 WATTS PER MODULE 8 INTERACTIVE INVERTER TOTAL NO. OF RATING 2.419 KW. | SWANROCK INC. DBA: SKYTECH SOLAR | R | 5964 | 033A | 1837 | FELTON ST |  | 2 | ISSUED | 2019-01-24
EW201901037851 | 2019-01-03 | ADD A NEW PLUG FOR GARAGE DOOR. | PAURIC ELECTRIC | R | 5955 | 12 | 25 | LISBON ST |  | 1 | COMPLETE | 2019-01-09
E201901148385 | 2019-01-14 | OFFICE & CONFERENCE. INSTALL NEW LIGHTING SYSTEM FOR OFFICE AND CONFERENCE ROOM PER TITLE 24 COMPLY. 10 LIGHTS 5 SWITCHES 10 RECEPTACLES. | T T GENERAL CONSTRUCTION | C | 3528 | 11 | 550 | 10TH ST |  | 1/F 2/F | ISSUED | 2019-01-14
E201901168455 | 2019-01-16 | WITNESS TEST (PENTHOUSE) | PYRO-COMM SYSTEMS INC. | C | 3735 | 59 | 201 | 03RD ST |  |  | COMPLETE | 2019-02-07
EW201901077911 | 2019-01-07 | HORIZONTAL CABLING AND CONNECTIVITY WITH IDF ROOM BUILDOUT | MCMILLAN DATA COMMUNICATIONS | R | 3717 | 1 | 101 | MISSION ST |  | 525 | ISSUED | 2019-01-07
EW201901178174 | 2019-01-17 | COMPLETE HOUSE REWIRE. | POLR ELECTRIC | R | 5524 | 41 | 3325 | FOLSOM ST |  | 1 | ISSUED | 2019-01-17
EW201901288394 | 2019-01-28 | REMODEL 1 BEDROOM AND 2 BATHROOMS | JOHN CUNNINGHAM ELECTRIC | R | 1180 | 8 | 1214A | FULTON ST |  | 1 | ISSUED | 2019-01-28
EW201901188203 | 2019-01-18 | INSTALLING 125A SUB PANEL AND 2 EV CHARGER OUTLETS | ALL BAY SOLAR | R | 2704 | 40 | 3224 | MARKET ST |  | 1 | ISSUED | 2019-01-18
EW201901118049 | 2019-01-11 | UNIT 33S- ADD (2) TWO OUTLETS IN THE KITCHEN. ADD (1) ONE 20A/120V CIRCUIT. | GREEN TECH ELECTRIC SOLUTIONS | C | 3707 | 63 | 680 | MISSION ST |  | 33 | ISSUED | 2019-01-11
EW201901118048 | 2019-01-11 | UNIT 31P-ADD (2) TWO OUTLETS IN THE KITCHEN. ADD (1) ONE 20A/120V CIRCUIT. | GREEN TECH ELECTRIC SOLUTIONS | C | 3707 | 63 | 680 | MISSION ST |  | 31 | ISSUED | 2019-01-11
E201901028181 | 2019-01-02 | ELECTRICAL WORK FOR KITCHEN AND BATHROOM REMODEL | MGMT CONSTRUCTION PROJECT & DESIGN INC | R | 1269 | 99 | 151 | DOWNEY ST |  |  | ISSUED | 2019-01-02
E201901178507 | 2019-01-17 | INSTALL (1) SWITCH AND LIGHT AT TOP OF STAIRS | CHRISTOPHER ROSE | R | 190 | 41 | 1308 | TAYLOR ST |  |  | COMPLETE | 2019-01-23
E201901148395 | 2019-01-14 | REMODEL EXISTING KITCHEN & LAUNDRY ROOM. 8 LIGHTS 3 SWITCHES 15 RECEPTACLES 1 FAN 1 DISHWASHER 1 GARBAGE DISPOSAL 1 MICROWAVE 1 RANGE. | NEW CITIES CONSTRUCTION | R | 6989 | 48 | 925 | HOLLOWAY AV |  | 1/F | ISSUED | 2019-01-14
EW201901248308 | 2019-01-24 | ORANGE TAG TEMP SERVICE AND UFER GROUND INSPECTION | URBAN ENERGY | R | 1334 | 41 | 157 | 24TH AV |  | 1 | ISSUED | 2019-01-24
E201901108317 | 2019-01-10 | REWIRE TWO STORAGE ROOM ONE BEDROOM HALF BATHROOM DRYER AND WASHER AT BASEMENT LEVEL. 12 LIGHTS 12 SWITCHES 24 RECEPTACLES 1 FAN AND 3 SMOKE DETECTOR. | BETTER HOME DEVELOPMENT INC | R | 6774 | 4 | 250 | CIRCULAR AV |  |  | ISSUED | 2019-01-10
E201901178493 | 2019-01-17 | INSTALL 200A SERVICE UPGRADE. | INTEGRITY GENERAL CONSTRUCTION INC | R | 2921 | 4 | 60 | GARCIA AV |  |  | COMPLETE | 2019-01-31
E201901158428 | 2019-01-15 | TWO BEDRM TWO FULL BATH FAMILY RM AT GROUND FLOOR REMODEL KITCHEN AND BATHRM ADD NEW BATHRM AT SECOND FLOOR; 30 LIGHTS 30 SWITCHES 30 RECEPTACLES 1 FAN 1 DISHWASHER 1 GRABAGE DISPOSAL 3 SMOKE DETECTORS. | D S MANAGEMENT INC DBA METROCON BUILDERS | R | 6452 | 11 | 344 | CHICAGO WY |  |  | ISSUED | 2019-01-15
E201901288730 | 2019-01-28 | ELECTRICAL FOR ADDITION OF (2) BATHROOMS CAFE LIGHTING ADDITIONAL RECESSED LIGHTING AT FIRST FLOOR. (86) LIGHTS (20) SWITCHES (10) RECEPTACLES (2) FANS (1) DISHWASHER | ASHOT BAGHDIYAN | C | 3968 | 3 | 498 | ALABAMA ST |  |  | ISSUED | 2019-01-28
E201901108328 | 2019-01-10 | UNIT# 201: REWIRE WHOLE APARTMENT NEW CIRCUITS 5 NEW LIGHTING 5 SWITCHES 13 RECEPTACLES 2 FAN 1 MICROWAVE 2 SMOKE DETECTOR. 7AMP 220V WALL HEATER. | S T ELECTRIC | R | 803 | 15 | 700 | STEINER ST | 0 |  | CANCELLED | 2019-01-28
E201901248646 | 2019-01-24 | CHANGE UNIT # FROM UNIT 201 TO UNIT 301. PER APP #E201901108328 | S T ELECTRIC | R | 803 | 15 | 700 | STEINER ST |  |  | ISSUED | 2019-01-24
E201901088272 | 2019-01-08 | UNIT 303: ELECTRICAL FOR KITCHEN AND BATHROOM REMODEL | NOMELLINI CONSTRUCTION * ASK FOR ID * | R | 335 | 002C | 305 | HYDE ST |  |  | ISSUED | 2019-01-08
E201901188513 | 2019-01-18 | UNIT 401: ELECTRICAL WORK FOR KITCHEN AND BATHROOM REMODEL. (3) LIGHTS (5) SWITCHES (10) RECEPTACLES (1) GARBAGE DISPOSAL | NOMELLINI CONSTRUCTION * ASK FOR ID * | R | 338 | 021A | 347 | EDDY ST |  |  | ISSUED | 2019-01-18
E201901118342 | 2019-01-11 | UNIT 1505: ELECTRICAL WORK FOR KITCHEN AND BATHROOM REMODEL. (3) LIGHTS (5) SWITCHES (10) RECEPTACLES (1) GARBAGE DISPOSAL | NOMELLINI CONSTRUCTION * ASK FOR ID * | R | 337 | 20 | 350 | TURK ST |  |  | ISSUED | 2019-01-11
EW201901268364 | 2019-01-26 | UPGRADE SERVICE 200AMP 120/240V SINGLE PHASE. WITH NEW GROUNDING ROD. | A & Q ELECTRICAL INC | R | 1466 | 38 | 422 | 35TH AV |  | 0 | COMPLETE | 2019-02-01
EW201901158115 | 2019-01-15 | TWO UNITS A AND B ELECTRICAL UPGRADE WITH NEW LIGHT OUTLETS SWITCH. ALL ELECTRICAL WORK WILL ACCORDING TO THE ELECTRICAL PLAN. | A & Q ELECTRICAL INC | R | 5668 | 19 | 235 | CORTLAND AV |  | 2 | ISSUED | 2019-01-15
E201901178492 | 2019-01-17 | UPGRADE SERVICXE PANNEL TO 200AMP ADD 30 RECECCED LIGHTING REPLACE/INSTALL 35 RECEPTACLES 1 FAN 1 DISHWAHER 6 SMOKE DETECTOR. | M&T CONSTRUCTION INC | R | 2041 | 3 | 1723 | 08TH AV |  |  | ISSUED | 2019-01-17
E201901308778 | 2019-01-30 | INSTALL NEW BOX AT STREET INSTALLED APPROX 300 FT. OF NEW CONDUIT TO EXISTING VERIZON WIRELESS EQUIPMENT ROOM. | QUALITY TELECOM CONSULTANTS | C | 4109 | 1 | 2325 | 03RD ST |  |  | ISSUED | 2019-01-30
E201901298744 | 2019-01-29 | 3RD FLOOR RENOVATION ON WORK ROOM & BATHROOM. INSTALL NEW SUB PANEL. 200 AMPS 6 CIRCUITS 6 LIGHTS 12 SWITCHES 22 RECEPTACLES 1 FAN & 3 SMOKE DETECTORS. | VELOX CONSTRUCTION | R | 1156 | 46 | 911 | DIVISADERO ST | 0 | 3RD FL | ISSUED | 2019-01-29
E201901188530 | 2019-01-18 | REPLACEMENT OF (E) FAN | LAZARIT CONSTRUCTION | R | 707 | 33 | 1760 | OFARRELL ST |  | #18 | COMPLETE | 2019-01-28
E201901248642 | 2019-01-24 | UPGRADE THE ELETRICAL IN KITCHEN 8 LIGHTS 2 SWITCHES 4 RECEPTACLES. | ZOTCHI BUILDERS | R | 3541 | 154 | 2154 | 15TH ST |  |  | ISSUED | 2019-01-24
E201901288722 | 2019-01-28 | KITCHEN AND BATH REMODEL. BRING EVERYTHING UP TO CODE. NEW 200AMP SUBPANEL. | RELIANCE BUILDING & MAINTANANCE | R | 4089 | 35 | 827 | HAMPSHIRE ST |  |  | ISSUED | 2019-01-28
E201901078238 | 2019-01-07 | 100 AMP TEMPORARY SERVICE | PUGA ELECTRIC | R | 559 | 55 | 2430 | VALLEJO ST |  |  | ISSUED | 2019-01-07
E201901118368 | 2019-01-11 | UNIT # 301: KITCHEN AND BATHROOM ELECTRIC PERMIT UP TO CODE; 10 LIGHTS 10 SWITCHES 10 RECEPTACLES 1 FAN 1 DISHWASHER 2 SMOKE DETECTOR. | BRIGHTER BAY BUILDERS INC | R | 3606 | 1 | 3809 | 20TH ST | 0 |  | ISSUED | 2019-01-11
E201901108323 | 2019-01-10 | UNIT 10: KITCHEN & BATHROOM REMODELING. UP TO CODE. ADD WASHER/DRYER. NEW PLUGS LIGHTS SWITCHES. | BRIGHTER BAY BUILDERS INC | R | 222 | 1 | 1055 | MASON ST |  |  | ISSUED | 2019-01-10
EW201901098002 | 2019-01-09 | KITCHEN REMODEL - INSTALL NEW MICROWAVE CIRCUIT NEW LIGHTING CIRCUIT 4 NEW RECESSED LIGHTS 2 NEW PENDANTS 1 HOOD FAN NEW OUTLETS IN KITCHEN PENINSULA. | JOSHUA N FROST | R | 3278 | 13 | 20 | PINEHURST WY |  | 1 | ISSUED | 2019-01-09
EW201901168149 | 2019-01-16 | SERVICE UPGRADE TO 400AMPS | SFC ELECTRIC CO | R | 3630 | 25 | 159 | CHATTANOOGA ST |  | 1 | ISSUED | 2019-01-16
E201901078240 | 2019-01-07 | REPLACE (1) SWITCH AND (1) LIGHT IN BATHROOM | R BAY CONSTRUCTION | R | 728 | 96 | 1864E | ELLIS ST | 43 |  | COMPLETE | 2019-01-11
E201901158419 | 2019-01-15 | UNIT 710: INSTALL PENDANT LIGHTS RECESSED LIGHTS VANITY LIGHTS EXHAUST FANS @ BATHROOMS COMBO SMOKE DETECTORS DISHWASHER GARBAGE DISPOSAL RANGE MICROWAVE AND REFRIGERATOR | D M BUILDERS | R | 8706 | 1 | 255 | KING ST |  |  | COMPLETE | 2019-01-31
E201901158416 | 2019-01-15 | UNIT 1509: INSTALL PENDANT LIGHTS RECESSED LIGHTS VANITY LIGHTS EXHAUST FANS @ BATHROOMS COMBO SMOKE DETECTORS DISHWASHER GARBAGE DISPOSAL RANGE AND REFRIGERATOR | D M BUILDERS | R | 8706 | 1 | 255 | KING ST |  |  | COMPLETE | 2019-01-28
E201901238590 | 2019-01-23 | UNIT 532: INSTALL PENDANT LIGHTS VANITY LIGHTS RECESSED LIGHTS EXHAUST FAN IN BATHROOM COMBO SMOKE DETECTORS DISHWASHER GARBAGE DISPOSAL RANGE MICROWAVE AND REFRIGERATOR. (11) LIGHTS (2) SWITCHES (1) FAN (1) DISHWASHER (1) GARBAGE DISPOSAL (1) MICROWAVE (1) RANGE (2) SMOKE DETECTORS. | D M BUILDERS | R | 8706 | 1 | 255 | KING ST |  |  | COMPLETE | 2019-02-04
E201901118351 | 2019-01-11 | INSTALL NEW ELECTRICAL 30 LIGHTS 5 SWITCHES 10 RECEPTACLES 1 FANS 1 GARBAGE DISPOSAL 1 RANGE 1 MICROWAVE 6 SMOKE DETECTORS. | N A V R O INC DBA PROYECTO | R | 1903 | 12 | 1647 | 40TH AV |  |  | ISSUED | 2019-01-11
E201901088266 | 2019-01-08 | REMOVE ALL EXISTING WIRING THROUGHOUT THE ENTIRE HOUSE. REMOVE ALL EXISTING KNOB AND TUBE WIRING. INSTALL NEW SMOKE/CO2 WHERE REQUIRED. INSTALL 35 RECEPTACLES 15 SWITCHES 25 LIGHTS NEW SUB PANEL IN GARAGE/ USE UPDATE MAIN PANEL. | HOZAPPS ELECTRIC | R | 2182 | 17 | 2114 | 36TH AV |  |  | ISSUED | 2019-01-08
E201901148403 | 2019-01-14 | APT 68: ADD WASHER & DRYER TO (E) CLSOET. REMODEL BATHROOM. NEW PLUGS LIGHTS SWITCHES CKT FOR W/D. | HOLLAND BROOKS BUILDERS INC | R | 816 | 6 | 250 | FELL ST | 0 |  | ISSUED | 2019-01-14
E201901248638 | 2019-01-24 | UPGRADE ELECTRICAL NEW SUBPANEL 15 LIGHTS 8 SWITCHES 20 REDCEPTACLES 1 FAN 1 DISHWASHER 1 GARBAGE DISPOSAL 1 RANGE 3 SMOKE DETECTORS. | BOSS CONSTRUCTION INC. | R | 551 | 16 | 1599 | GREEN ST |  | #305 | ISSUED | 2019-01-25
EW201901077914 | 2019-01-07 | ELECTRICAL REMODEL OF 1072 AND 1074 2 UNIT RESIDENTIAL UNITS. 4 STORY BUILDING WITH ROOF DECK. 400A OVERHEAD SERVICE UPGRADE WITH 2 METER SOCKETS. | TAYLOR MADE ELECTRIC | R | 93 | 17 | 1072 | FILBERT ST |  | 1 | ISSUED | 2019-01-07
E201901298752 | 2019-01-29 | UFER GROUND. REMODEL KITCHEN AND BATH AT 2ND FLR. NEW BATH AND BEDROOM AT GROUND FLR. UPGRADE ELECTRICAL THROUGHOUT ENTIRE HOUSE | RAY TOM CONSTRUCTION INC | R | 6441 | 13 | 854 | PRAGUE ST |  |  | ISSUED | 2019-01-29
E201901248649 | 2019-01-24 | CORRECTION OF ADDRESS UNDER EW201806193769. EQUIPMENT LOCATED ON UTILITY POLE ON SOUTHWEST CORNER OF 46TH AVE. AND RIVERA. | SYNERGY DBA SOLAR UNIVERSE-BRENTWOOD | R | 9999 | 999 | 999 | UNKNOWN * |  |  | COMPLETE | 2019-01-28
E201901078254 | 2019-01-07 | UNIT 1803: KITHCEN AND BATHROOM REMODEL. UPGRADE/ RELOCATE ELECTRICAL PANEL. ADD WASHER AND VENTLESS DRYER. | ROD'S GENERAL BUILDERS INC | R | 813 | 8 | 1390 | MARKET ST | 0 |  | ISSUED | 2019-01-07
E201901188536 | 2019-01-18 | REMODEL KITCHEN 12 NEW LIGHT CABINETS COUNTERTOPS. | O'PRO CONSTRUCTION INC. | R | 221 | 79 | 1250 | JONES ST | 1402 |  | ISSUED | 2019-01-18
E201901258698 | 2019-01-25 | INSTALL NEW ELECTRICAL 6 LIGHTS 6 SWITCHES 9 RECEPTACLES 1 FANS 1 DISHWASHER 1 RANGE 6 SMOKE DETECTORS. | AXEL8 CONSTRUCTION | R | 222 | 23 | 1146 | TAYLOR ST |  | #7 | ISSUED | 2019-01-25
E201901248647 | 2019-01-24 | NEW LED CAN LIGHTS DINING LIGHTS EXTERIOR LIGHT FIXTURES NEW PENDENT LIGHTS. 24 LIGHTS. | P R CONSTRUCTION INC | C | 5893 | 37 | 4285 | MISSION ST | 0 |  | ISSUED | 2019-01-24
E201901148392 | 2019-01-14 | REMODEL KITCHEN 2 LIGHTS 2 SWITCHES 8 RECEPTACLES 1 DISHWASHER 1 GARBAGE DISPOSAL 1 RANGE. | RYZUP CONSTRUCTION INCORPORATED | R | 3150 | 22 | 55 | OTSEGO AV |  |  | ISSUED | 2019-01-24
E201901048212 | 2019-01-04 | INSTALL SOLAR POWER SYSTEM 26 PV MODULES 300 WATTS PER MODULE 7.8 DC KW RATING PLAN 2142. | MICHAEL DELP - MAD ENERGY | R | 5381 | 20 | 41 | SCOTIA AV |  |  | ISSUED | 2019-01-04
E201901178486 | 2019-01-17 | RUN NEW WIRING ELECTRICAL FOR BATHROOM AND KITCHEN AREA. UPGRADE MAIN SERVICE TO 200A | DELGADO CONSTRUCTION | R | 1901 | 23 | 3630 | MORAGA ST |  |  | ISSUED | 2019-01-17
E201901228549 | 2019-01-22 | INSTALL 30 NEW LIGHTS 24 SWITCHES 30 RECEPTACLES 5 FANS 1 DISHWASHER 1 GARBAGE DISPOSAL 4 SMOKE DETECTORS 24 CIRCUITS. | IPOWER SF ELECTRIC | R | 4008 | 8 | 562 | DE HARO ST |  |  | ISSUED | 2019-01-22
E201901158437 | 2019-01-15 | REMODEL KITCHEN AND GUEST BATHROOM MASTER BATHROOM LAUNDRY ROOM. RELOCATE SUB PANEL. 19 LIGHTS 16 SWITCHES 14 RECEPTACLES 1 DISHWASHER 1 GARBAGE DISPOSAL 1 MICROWAVE 1 RANGE 3 SMOKE DETECTORS. 20 CIRCUITS. | COTA ELECTRIC | R | 552 | 4 | 2441 | FRANKLIN ST | 0 |  | ISSUED | 2019-01-15
E201901228546 | 2019-01-22 | 17TH FLOOR LOBBY: INSTALL (N) LED PENDANT FIXTURES USING EXISTING LIGHTING CIRCUITS. UPDATE 2 EMERGENCY EXIT SIGNS. | INNOVATOR ELECTRIC INC | R | 128 | 21 | 1750 | TAYLOR ST | 0 |  | ISSUED | 2019-01-22
E201901118364 | 2019-01-11 | UPGRADE RESIDENTIAL WIRING INSTALL 60A SUBPANEL 10 LIGHTS 10 SWITCHES 10 RECEPTACLES 1 DISHWASHERS 1 RANGE 2 SMOKE DETECTORS WASHER AND DRYER. | US CONSTRUCTION CALIFORNIA INC | R | 271 | 17 | 530 | STOCKTON ST |  | #401 | ISSUED | 2019-01-11
E201901028176 | 2019-01-02 | TENANT IMPROVEMENT INSTALL 12 RECEPTACLES. | BIRD ELECTRIC INC | C | 0786A | 1 | 401 | VAN NESS AV |  | #313 | COMPLETE | 2019-02-06
E201901248658 | 2019-01-24 | AMEND PERMIT E201901028173 TO INCLUDE 2 SUBPANELS 20 RECEPTACLES 3 20A BREAKERS AND 3 40A BREAKERS. | ZARC CONSTRUCTION INC | C | 3576 | 62 | 645 | VALENCIA ST |  |  | ISSUED | 2019-01-24
EW201901228238 | 2019-01-22 | INSTALLING (40) MODULAR ELECTRICAL BASEFEEDS AND (392) MODULAR RECEPTACLES | A-1 MODULAR INC | C | 3794 | 25 | 153 | TOWNSEND ST |  | 6 | COMPLETE | 2019-01-24
E201901188529 | 2019-01-18 | UNIT 2: RENEW PERMIT # E201709077510 | GJ'S DREAM BUILDERS INC | R | 1409 | 37 | 340 | 25TH AV |  |  | ISSUED | 2019-01-18
EW201901188207 | 2019-01-18 | 100AMP PANEL UPGRADE | BV ELECTRIC INCORPORATED | R | 1366 | 6 | 123 | 06TH AV | 0 | 1 | COMPLETE | 2019-01-24
EW201901148089 | 2019-01-14 | SOLAR: INSTALL 15 ROOF MOUNTED SOLAR PV MODULES 1 INVERTER 270 W/MOD TOTAL RATING OF 4.0 KW - 15 ROOF-MOUNTED SOLAR PV MODULES 270 WATTS PER MODULE 1 INTERACTIVE INVERTER TOTAL NO. OF RATING 4 KW. | GREEN-TECH DEVELOPERS | R | 6354 | 3 | 812 | ATHENS ST |  | 812 | ISSUED | 2019-01-14
E201901308771 | 2019-01-30 | KITCHEN REMODEL AND RETROFIT LIGHTING THROUGH OUT THE HOUSE |  | R | 6612 | 039C | 433 | 28TH ST |  |  | ISSUED | 2019-01-30
EW201901298415 | 2019-01-29 | PINTEREST - LIGHTING UPGRADE CONTROLS POWER FIRE ALARM HVAC | MCMILLAN BROS ELECTRIC INC | C | 3780 | 004D | 808 | BRANNAN ST |  | 2 | ISSUED | 2019-01-29
EW201901288397 | 2019-01-28 | LOBBY SECURITY - ROUGH IN CARD READER POWER TO LATCHES | MCMILLAN BROS ELECTRIC INC | C | 3721 | 1 | 100 | 01ST ST |  | 14 | ISSUED | 2019-01-28
EW201901097986 | 2019-01-09 | BMS | MCMILLAN BROS ELECTRIC INC | C | 3746 | 2 | 375 | BEALE ST |  | 1 | ISSUED | 2019-01-09
EW201901027831 | 2019-01-02 | COOLING TOWER - ROOF | MCMILLAN BROS ELECTRIC INC | C | 3712 | 23 | 60 | SPEAR ST |  | 0 | ISSUED | 2019-01-02
EW201901027833 | 2019-01-02 | STREAMSETS - DUPLEXES RECEPTS EXHAUST FAN MONUMENTS FIRE ALARM | MCMILLAN BROS ELECTRIC INC | C | 3717 | 21 | 150 | SPEAR ST |  | 300 | ISSUED | 2019-01-02
EW201901077921 | 2019-01-07 | AMAZON GO - LIGHTING LIGHTING CONTROLS POWER DISTRIBUTION LIFE SAFETY | MCMILLAN BROS ELECTRIC INC | C | 232 | 16 | 3 | EMBARCADERO CENTER * |  | 1 | ISSUED | 2019-01-07
EW201901238265 | 2019-01-23 | FIRE ALARM | MCMILLAN BROS ELECTRIC INC | C | 3740 | 34 | 221 | MAIN ST |  | 7 | ISSUED | 2019-01-23
EW201901037862 | 2019-01-03 | TENANT IMPROVEMENT 1ST FLOOR SUITE #125 | MCCLURE ELECTRIC INC | C | 3783 | 8 | 600 | TOWNSEND ST |  | 125 | ISSUED | 2019-01-03
EW201901108015 | 2019-01-10 | KITCHEN & BATHROOM REMODEL IN UNIT #2 | BYINGTON ELECTRIC CORP | R | 2619 | 88 | 30 | ORD CT |  | 2 | ISSUED | 2019-01-10
EW201901077910 | 2019-01-07 | 2ND FLOOR COMMON AREA TI INCLUDING LIGHTING POWER AND FIRE ALARM DEVICES. GUEST ROOMS - FIRE ALARM DEVICES ONLY @ MARRIOTT - PIER 2620 - 2620 JONES STREET. | PAGANINI ELECTRIC CORP(SEE SIGNATORIES) | C | 29 | 3 | 2620 | JONES ST |  | 2 | ISSUED | 2019-01-07
EW201901027834 | 2019-01-02 | ELEC/LIFE SAFETY T.I. - EC2138 | C B F INC | C | 292 | 8 | 120 | KEARNY ST |  | 21 | ISSUED | 2019-01-02
EW201901118042 | 2019-01-11 | 15TH FLOOR PANEL UPGRADE - EC2078 | C B F INC | C | 3741 | 32 | 201 | SPEAR ST |  | 15 | ISSUED | 2019-01-11
EW201901027832 | 2019-01-02 | INSTALL (2) DUPLEX OUTLETS IN SHEETROCK WALL. 3RD FLOOR ROOM 321 - ES8222 | C B F INC | C | 3709 | 17 | 425 | MARKET ST |  | 321 | ISSUED | 2019-01-02
EW201901087961 | 2019-01-08 | EC2139 LIFE SAFETY TI | C B F INC | C | 292 | 8 | 120 | KEARNY ST |  | 24 | ISSUED | 2019-01-08
EW201901097995 | 2019-01-09 | LIFE SAFETY/ELEC T.I. - ES8271 | C B F INC | C | 208 | 28 | 655 | MONTGOMERY ST |  | 8 | ISSUED | 2019-01-09
EW201901178173 | 2019-01-17 | ELEC & LIFE SAFETY TI 13TH FLOOR - EC2125 | C B F INC | C | 239 | 29 | 430 | CALIFORNIA ST |  | 13 | ISSUED | 2019-01-17
EW201901148065 | 2019-01-14 | 2-WAY COMMUNICATION INFRASTRUCTURE TO THE BUILDING | YOUNG ELECTRIC CO | C | 3717 | 19 | 188 | SPEAR ST |  | 1 | ISSUED | 2019-01-14
EW201901298432 | 2019-01-29 | INSTALL (8) CAT6 CABLES AND (3) SECURITY CABLES IN THE GARAGE FOR ROCKHILL MANAGEMENT - MT11423 | METROPOLITAN ELECTRICAL CONSTRUCTION | C | 238 | 1 | 275 | BATTERY ST |  | 0 | COMPLETE | 2019-02-04
EW201901087954 | 2019-01-08 | INSTALL (262) CABLES ON THE 33RD FLOOR FOR SALESFORCE - 184539-P4C-33 | METROPOLITAN ELECTRICAL CONSTRUCTION | C | 3709 | 006A | 50 | FREMONT ST |  | 33 | ISSUED | 2019-01-08
EW201901087949 | 2019-01-08 | INSTALL (126) CABLES ON THE 37TH FLOOR FOR SALESFORCE - 172517-P4A-37 | METROPOLITAN ELECTRICAL CONSTRUCTION | C | 3709 | 006A | 50 | FREMONT ST |  | 37 | ISSUED | 2019-01-08
E201901108316 | 2019-01-10 | ADD ONE 20A ELECTRICAL OUTLET TO EXISTING GENERAL USE CIRCUIT IN LOBBY FOR CONVENIENCE STORE | BRYANT J H JR. CONTRACTING | C | 260 | 1 | 401 | CALIFORNIA ST |  |  | ISSUED | 2019-01-10
EW201901228248 | 2019-01-22 | 200 AMP ELECTRICAL CHANGE OF SERVICE. PROVIDE NEW METER-MAIN FOR POWER. KEEP EXISTING SUB-PANEL CIRCUITS AND CIRCUIT BREAKERS. GROUND HOUSE TO CODE | AARON ELECTRIC CO. | R | 7261 | 1 | 4501 | OCEAN AV |  | 1 | COMPLETE | 2019-01-29
E201901158427 | 2019-01-15 | UNIT 3: WATER DAMAGE REPAIR: REMOVE BATHROOM SHEETROCK REPLACE (E) FIXTURES. | SHANTA CARPENTRY & CONSTR | R | 976 | 61 | 2998 | JACKSON ST | 3 |  | ISSUED | 2019-01-15
EW201901098000 | 2019-01-09 | KITCHEN AND BATHROOM REMODEL | PADILLA'S ELECTRIC | R | 1588 | 001B | 619 | 45TH AV |  | 2 | ISSUED | 2019-01-09
EW201901178166 | 2019-01-17 | KITCHEN REMODEL. 240V 50A OVEN. 240V 30A DRYER. CLOTHES WASHER. DISHWASHER. DISPOSAL. 20 LIGHTS. 20 PLUGS. 10 SWITCHES. NEW PANEL IN GARAGE. | B B J ELECTRIC INC | R | 6555 | 6 | 1614 | CASTRO ST |  | 1 | ISSUED | 2019-01-17
EW201901148064 | 2019-01-14 | FOR UNIT #1. KITCHEN REMODEL AND RELOCATE FUSE BOX FROM CLOSET. | KORBES ELECTRIC | R | 6013 | 21 | 4463 | MISSION ST |  | 2 | ISSUED | 2019-01-14
E201901188523 | 2019-01-18 | UNIT #4 GROUND/KITCHEN UPGRADE/BATHROOM/LED LIGHTING THROUGHOUT/NEW SUBPANEL/SMOKE DETECTORS/20 LIGHTS/12 SWITCHES/20 RECEPTACLES; 20 LIGHTS 12 SWITCHES 20 RECEPTACLES 1 FAN 1 DISHWASHER 1 GARBAGE DISPOSAL 1 MICROWAVE SMOKE DETECTORS | BAJADA ELECTRIC INC | R | 1522 | 23 | 470 | 23RD AV | 0 |  | ISSUED | 2019-01-18
E201901288721 | 2019-01-28 | REMODEL KITCHEN & BATHROOM. UPGRADE ELECTRICAL AS NECCESSARY. NEW PLUGS LIGHTS SWITCHES. UFER GROUND INCLUDING 200AMP SERVICE PANELBOARD. NEW CKTS. | BALDWIN ELECTRIC INC | R | 1633 | 9 | 635 | 11TH AV |  |  | ISSUED | 2019-01-28
E201901238598 | 2019-01-23 | TO RUN WIRING FOR FIRE SYSTEM AND CONDUITS. ROUGH WIRING AND CONDUITS ONLY | COSMOS ELECTRIC CO **CHECK ID & NOTE*** | R | 6718 | 16 | 201 | ROANOKE ST |  |  | ISSUED | 2019-01-23
EW201901258351 | 2019-01-25 | THIS PERMIT IS IN PLACE OF OLD PERMIT NUMBER EW20150203681 THAT WAS NOT COMPLETED AT FINAL INSPECTION. | J L ELECTRIC | R | 6770 | 38 | 261 | JOOST AV |  | 0 | ISSUED | 2019-01-25
EW201901108026 | 2019-01-10 | LIGHTS ON BACK STAIRS. RE COMPLAINT #201804451 | MAL WATERS ELECTRICAL | R | 219 | 8 | 1440 | SACRAMENTO ST | 0 | 1 | ISSUED | 2019-01-10
E201901168472 | 2019-01-16 | REWIRE EXISTING UNDER GROUND PIPE TO PG&E BOX ONLY | PETER WONG ELECTRICAL | R | 1134 | 1 | 101 | STANYAN ST |  |  | COMPLETE | 2019-01-22
EW201901218231 | 2019-01-21 | 1018SP19OF-EC-4_WOODLINE PARTNERS 34TH FLR TI- DDC CONTROL OF (6) COOLING VAV ZONES: DAMPER ACTUATORS VELOCITY SENSORS TEMP SENSOR CO2 SENSORS. | SYSERCO INC. | R | 233 | 44 | 4 | EMBARCADERO CENTER * |  | 34 | ISSUED | 2019-01-21
EW201901098003 | 2019-01-09 | ELECTRIC WORK FOR 3501 GEARY UNIT #B LIGHT FIXTURES IN T BAR CEILING WALL OUTLETS IN COMMERCIAL SPACE | K C CHOW ELECTRIC CO | C | 1084 | 001B | 3501 | GEARY BL |  | 1 | CANCELLED | 2019-01-28
EW201901148087 | 2019-01-14 | LIGHT FIXTURES IN T-BAR CEILING WALL OUTLETS FOR COMMERCIAL SPACE FOR 3501 GEARY BLVD #B. WORK REFERENCE PERMIT#: EW2018.0327.1977/EW2018.0327.1978 | K C CHOW ELECTRIC CO | C | 1084 | 001B | 3501 | GEARY BL |  | 1 | ISSUED | 2019-01-14
E201901298764 | 2019-01-29 | UPGRADE MAIN TO 100A 1 LIGHT 1 SWITCH 1 RECEPTACLE. | KO ELECTRIC | R | 1705 | 043A | 1206 | 46TH AV |  |  | ISSUED | 2019-01-29
EW201901308460 | 2019-01-30 | 23 WORKSTATIONS FOR MODULAR PARTITION ONLY | SERVICE WEST INC | C | 266 | 9 | 1 | FRONT ST |  | 960 | ISSUED | 2019-01-30
EW201901308443 | 2019-01-30 | 76 WORKSTATIONS FOR MODULAR PARTITIONS ONLY | SERVICE WEST INC | C | 292 | 2 | 1 | MONTGOMERY ST |  | 21 | ISSUED | 2019-01-30
EW201901108009 | 2019-01-10 | 22 WORKSTATIONS FOR MODULAR PARTITION ONLY. | SERVICE WEST INC | C | 259 | 26 | 555 | CALIFORNIA ST | 0 | 27 | ISSUED | 2019-01-10
EW201901258349 | 2019-01-25 | 50 WORKSTATION FOR MODULAR PARTITION ONLY | SERVICE WEST INC | C | 207 | 32 | 600 | MONTGOMERY ST |  | 12 | ISSUED | 2019-01-25
E201901308787 | 2019-01-30 | TO COMPLY WITH NOV 201122181 20107246 201636571 20167261. INSTALL 20 LIGHTS 10 SWITCHES 30 RECEPTACLES 1 DISHWASHER 1 GARBAGE DISPOSAL 6 SMOKE DETECTORS DEDICATED CIRCUIT FOR HVAC FURNACE. | BAXTER ELECTRIC INC | R | 5730 | 4 | 212 | PUTNAM ST |  |  | ISSUED | 2019-01-30
EW201901077912 | 2019-01-07 | NEW ELECTRICAL AND SERVICE UPGRADE | WOLF ELECTRIC INC. | R | 1312 | 21 | 840 | EL CAMINO DEL MAR * |  | 2 | ISSUED | 2019-01-07
EW201901077924 | 2019-01-07 | 3323 CLAY ST. -INSTALL UNDERCABINET LIGHTS -RELOCATE CANS -RELOCATE POWER FOR FRIDGE -ADD X4 PLUGS | WELLS ELECTRICAL INC | R | 1008 | 29 | 3323 | CLAY ST |  | 1 | ISSUED | 2019-01-07
EW201901037853 | 2019-01-03 | REPLACE KNOB AND TUBE IN LIVING ROOM ADD 6 RECESSED CANS. REPLACE TRACK IN HALLWAY WITH 6 RECESSED CANS NEW ELECTRICAL FOR MASTER BATHROOM ADD SCONCES AND TV POWER IN MASTER BEDROOM | PAGCO CONSTRUCTION INC. | R | 6599 | 48 | 1467 | DOLORES ST |  | 2 | ISSUED | 2019-01-03
EW201901118043 | 2019-01-11 | ADD 50 AMP SUB PANEL 2-KITCHEN COUNTER CIRCUITS DISH/DISP NEW CIRCUITS STOVE IGNITION/HOOD REFER. 4 LED REMODEL CANS 2 SWITHCES. | ELECTRICAL SYSTEMS | R | 5669 | 21 | 243 | ELSIE ST |  | 1 | ISSUED | 2019-01-11
EW201901298421 | 2019-01-29 | INSTALL ROOF MOUNTED PV SYSTEM WITH RAPID SYSTEM SHUTDOWN - 13 ROOF-MOUNTED SOLAR PV MODULES 300 WATTS PER MODULE 1 INTERACTIVE INVERTER TOTAL NO. OF RATING 3.8 KW. | OCCIDENTAL POWER | R | 1880 | 34 | 1552 | 35TH AV |  | 2 | ISSUED | 2019-01-29
E201901228562 | 2019-01-22 | DUMMY |  | R |  |  | FILED | 2019-01-22
EW201901308454 | 2019-01-30 | INSTALL NEW 1600A 277/480V 3PH 4W TEMPORARY CONSTRUCTION POWER SYSTEM FOR A NEW 4-STORE OFFICE BUILDING. (2)400A & (3)100A FEEDERS (4)225A PANELBOARD (4)75KVA TRANSFORMERS (24) LIGHTS AND (48) RECEPTACLES | MORROW-MEADOWS CORP DBA: ARC ELECTRIC CO | C | 3800 | 4 | 1 | DE HARO ST |  | 0 | ISSUED | 2019-01-30
EW201901087968 | 2019-01-08 | 11005-T/I LIGHTS PLUGS SWITCHES AND LIFE SAFETY TO FOLLOW | ASF ELECTRIC INC. | C | 227 | 48 | 555 | MONTGOMERY ST |  | 6 | ISSUED | 2019-01-08
EW201901087963 | 2019-01-08 | REPLACE 8 SUB-MAIN BREAKERS(ZINSCO) FOR INSURANCE COMPANY RENEWAL REQUIREMENTS. ONE 70A/2P SIX 50A/2P AND ONE 60A/2P. | MIN'S ELECTRIC INC | R | 804 | 5 | 800 | HAYES ST |  | 0 | COMPLETE | 2019-01-22
EW201901027849 | 2019-01-02 | SURVEY. FOR ZINSCO PANELS REPLACE THE SUB-MAIN BREAKERS FOR INSURANCE COMPANY RENEWAL. | MIN'S ELECTRIC INC | R | 804 | 5 | 800 | HAYES ST |  | 0 | COMPLETE | 2019-01-07
E201901118339 | 2019-01-11 | INSTALL (2) ILLUMINATED SIGNS ON MALL INTERIOR FOR "SUNGLASS HUT" | DISCOUNT SIGNS | R | 3705 | 42 | 865 | MARKET ST |  |  | ISSUED | 2019-01-11
E201901108327 | 2019-01-10 | ELECTRICAL WORK TO REMODEL KITCHEN AND BATHROOM. (40) LIGHTS (30) SWITCHES (28) RECEPTACLES (4) FANS (1) GARBAGE DISPOSAL (1) MICROWAVE (1) RANGE (10) SMOKE DETECTORS | C R CONSTRUCTION CO INC | R | 5279 | 12 | 1634 | KIRKWOOD AV |  |  | ISSUED | 2019-01-10
E201901088278 | 2019-01-08 | ELECTRICAL WORK FOR (4) BATHROOMS NEW BASEMENT REMODEL 2ND FLOOR AND KITCHEN NEW WASHER/DRYER/ (60) LIGHTS (18) SWITCHES (26) RECEPTACLES (4) FANS (1) DISHWASHER (1) GARBAGE DISPOSAL (1) MICROWAVE (1) RANGE (6) SMOKE DETECTORS. UFER GROUND | ZHOU'S INTERNATIONAL INC. | R | 1795 | 017A | 1390 | 41ST AV |  |  | ISSUED | 2019-01-08
EW201901228237 | 2019-01-22 | CONDO CONVERSION CC- 8208 REQUIRES C10 CONTRACTOR PULL PERMIT AND: 1. ADDITIONAL RECEPTACLE AT FURNACE SAN FRANCISCO HOUSING CODE 504(E) 2. SEAL UNUSED OPENINGS SFEC 110.12 (A) 3. GAS PIPE BONDING SFEC 250.104(B) | BRILLIANCE ELECTRIC | R | 620 | 7 | 1630 | CLAY ST |  | 1 | COMPLETE | 2019-02-05
E201901088283 | 2019-01-08 | RENEW ELECTRICAL PERMIT E201704044061 FOR FINAL. " BATHROOM AND KITCHEN REMODEL. UPGRADE WIRING AND LED LIGHTS. | TRUE NORTH CONSTRUCTION | R | 2005 | 27 | 1762 | 45TH AV |  |  | COMPLETE | 2019-01-14
EW201901308455 | 2019-01-30 | GROUND FLOOR REMODEL. | CHASOV ELECTRICAL VOICE & DATA | R | 1350 | 8 | 724 | LAKE ST |  | 1 | ISSUED | 2019-01-30
EW201901228257 | 2019-01-22 | 125AMPS ELECTRICAL SERVICE UPGRADE. | CHASOV ELECTRICAL VOICE & DATA | R | 2914 | 39 | 57 | IDORA AV |  | 1 | COMPLETE | 2019-01-28
EW201901017827 | 2019-01-01 | GARAGE RE-WIRING. | CHASOV ELECTRICAL VOICE & DATA | R | 844 | 1 | 479 | STEINER ST |  | 1 | ISSUED | 2019-01-01
EW201901087942 | 2019-01-08 | KITCHEN BATHROOM AND FAMILY ROOM REMODEL | A L V CONSTRUCTION INC | R | 2696 | 11 | 676A | CASTRO ST |  | 2 | ISSUED | 2019-01-08
EW201901158097 | 2019-01-15 | INSTALL AFCI BREAKER | LIGHTHOUSE ELECTRIC | R | 1545 | 24 | 597 | 02ND AV |  | 1 | ISSUED | 2019-01-15
EW201901238294 | 2019-01-23 | INSTALL WIRELESS RADIO FOR FIRE ALARM MONITORING | SAN FRANCISCO FIRE PROTECTION | R | 3511 | 15 | 1532 | HOWARD ST |  | 0 | ISSUED | 2019-01-23
E201901288714 | 2019-01-28 | AMEND PERMIT # EW201901037857 TO REFLECT CORRECT ADDRESS AND UNIT NUMBER. 2294 FILBERT ST UNIT 6 | BAY ELECTRIC | R | 515 | 22 | 2294 | FILBERT ST |  |  | ISSUED | 2019-01-28
E201901298754 | 2019-01-29 | REPAIR KITCHEN COUNTER. ADD GFCI. | G M M CONSTRUCTION CO | R | 1759 | 49 | 1398 | 05TH AV |  |  | ISSUED | 2019-01-29
EW201901178175 | 2019-01-17 | INSTALL 45 LIGHTS 18 OUTLETS REPLACE PANEL 2 RESTROOMS. | Y G ELECTRIC INC | C | 7225 | 14 | 2528 | OCEAN AV |  | 2 | ISSUED | 2019-01-17
EW201901087958 | 2019-01-08 | INCLUDES REPLACING LIGHT FIXTURES ONE FOR ONE AND ADDING/OR REPLACING SWITCHES AND RECEPTACLES | HAROLD E NUTTER INC. | R | 471 | 3 | 3400 | LAGUNA ST | 0 | 4 | ISSUED | 2019-01-08
E201901248648 | 2019-01-24 | ELECTRICAL WORK FOR VERIZON CELL SITE: MAIN BREAKER/GENERATOR PLUG/DISTRIBUTION PLANEL FIBER OPTIC PIPING NEW PLUGS LIGHTS SWITCHES BREAKER/CKT. 4 RECTIFIERS. | TOT'L ENVIRONM'L /PWER SYM INC DBA:TEPS | C | 3763 | 116 | 401 | 03RD ST | 0 |  | ISSUED | 2019-01-24
E201901038184 | 2019-01-03 | MODIFICATION TO AN EXISTING FA SYSTEM CONSISTING OF ADDING NEW NONFICATION DEVICES IN NEW REMODELED BATHROOM ON 1ST FLOOR. REMOVING OF EXISTING A/VS AND REPLACE W/ NEW A/VS ON A ONE FOR ONE BASIS. MONITORING OF NEW DUCT DETECTORS IN BOILER/LAUNDRY ROOM. | FIRE DETECTION UNLIMITED | C | 5992 | 1 | 350 | UNIVERSITY ST |  |  | ISSUED | 2019-01-03
EW201901228240 | 2019-01-22 | EMERGENCY FIRE ALARM PANEL REPLACEMENT TO AN OLD IN-OPERABLE FIRE PANEL. NEW PANEL COMPATIBLE WITH EXISTING DEVICES. | CRIME WATCH SECURITY SYSTEMS INC | R | 1073 | 33 | 856 | PRESIDIO AV |  | 1 | ISSUED | 2019-01-22
EW201901097996 | 2019-01-09 | INSTALLATION OF A FIRE ALARM SYSTEM WITH SPRINKLER MONITORING | CRIME WATCH SECURITY SYSTEMS INC | R | 3729 | 62 | 769 | TEHAMA ST |  | 1 | ISSUED | 2019-01-09
EW201901178189 | 2019-01-17 | WIRING OF NEW 4-STORY 9-UNIT RESIDENTIAL BUILDING | J O'DRISCOLL ELECTRICAL | R | 3753 | 99 | 225 | SHIPLEY ST |  | 0 | ISSUED | 2019-01-17
EW201901128052 | 2019-01-12 | RE WIRE 6-10 OUTLETS . REMOVE OLD WIRING AND INSTALL NEW WIRING TO CURRENT CODE | BRIAN ROGERS ELECTRIC | R | 2350 | 007A | 2343 | 21ST AV |  | 2 | COMPLETE | 2019-01-15
EW201901077931 | 2019-01-07 | INSTALL NEW SUB PANEL IN UNIT 1 | BRIAN ROGERS ELECTRIC | R | 1731 | 35 | 1246 | 20TH AV |  | 2 | COMPLETE | 2019-01-10
EW201901248306 | 2019-01-24 | UPGRADE ELECTRICAL IN TWO BATHROOMS AND STORAGE ROOM. | N R G ELECTRIC CO | R | 6797 | 33 | 67 | COTTER ST |  | 1 | ISSUED | 2019-01-24
EW201901228239 | 2019-01-22 | ELECTRICAL DEMOLITION | N R G ELECTRIC CO | C | 3502 | 44 | 1841 | MARKET ST |  | 1 | COMPLETE | 2019-01-25
E201901088282 | 2019-01-08 | INTALL 4 RECESSED LED CAN LIGHTS 2 SCONES 3 RECEPTACLES 1 EXHAUST FAN 3 SWITCHES | HARRINGTON CONSTRUCTION COMPANY | R | 2342 | 3 | 2323 | FUNSTON AV |  |  | ISSUED | 2019-01-08
E201901038194 | 2019-01-03 | UFER GROUND | M J ELECTRIC SERVICES | R | 1775 | 7 | 1327 | 20TH AV |  |  | ISSUED | 2019-01-03
E201901038193 | 2019-01-03 | ELECTRICAL WORK FOR POWDER ROOM REMODEL. (2) LIGHTS (2) SWITCHES (2) RECEPTACLES (1) FAN | M J ELECTRIC SERVICES | R | 5710 | 29 | 50 | SANTA MARINA ST |  |  | ISSUED | 2019-01-03
EW201901308478 | 2019-01-30 | INSTALL MODULAR SPINE FENCE WITH MODULAR ELECTRICAL TO POWER HEIGHT ADJUSTABLE TABLES. | SINGLESOURCE INC. | C | 85 | 5 | 1301 | SANSOME ST |  | 6 | ISSUED | 2019-01-30
E201901048226 | 2019-01-04 | UPGRADE THE MAIN PANEL AND RUN NEW WIRE. 100 AMP SERVICE 15 CIRCUITS 10 LIGHTS 10 SWITCHES 40 RECEPTACLES 2 FANS 1 MICROWAVE 1 RANGE 3 SMOKE DETECTORS. | CALVIN CHAN CONSTR INC. **SEE NOTE ** | R | 5880 | 17 | 27 | SWEENY ST |  |  | ISSUED | 2019-01-04
EW201901178180 | 2019-01-17 | RE - WIRE ENTIRE UNIT NO KNOB AND TUBE TO REMAIN ONE BATHROOM KITCHEN 2 BEDROOMS ONE LIVING ROOM | GPM ELECTRIC LLC | R | 5517 | 109 | 77 | MIRABEL AV | 0 | 1 | ISSUED | 2019-01-17
EW201901108013 | 2019-01-10 | FIRE BELL TEST | REDWOOD ELECTRIC | R | 0439A | 42 | 59 | RICO WY | 0 | 1 | COMPLETE | 2019-01-16
EW201901178182 | 2019-01-17 | REWIRE OF UNIT #1 TO BRING EXISTING ELECTRICAL IN APARTMENT UP TO CODE | KEVIN REILLY ELECTRIC | R | 1229 | 25 | 1849 | PAGE ST |  | 1 | ISSUED | 2019-01-17
EW201901308447 | 2019-01-30 | INSTALLATION OF EV CHARGER CHARGEPOINT CHARGER - (CPH25-L18) WITHIN INTERIOR OF GARAGE. INSTALLATION OF 40 AMP 2-POLE BREAKER WITHIN EXISTING 125AMP MAIN SERVICE PANEL WITHIN INTERIOR OF GARAGE. INSTALLATION OF 6-50R OUTLET OR NEMA 3R J-BOX FOR EV CHARGER WITHIN INTERIOR OF GARAGE. INSTALLATION ~60' 3/4" EMT CONDUIT. | SUN SOLAR ELECTRIC | R | 525 | 71 | 2353 | LARKIN ST | 0 | 1 | ISSUED | 2019-01-30
EW201901097993 | 2019-01-09 | INSTALL A 3.54KW DC SOLAR PV SYSTEM USING 12 TRINA SOLAR 295W MODULES AND 12 ENPHASE IQ6PLUS MICORINVERTERS MOUNTED TO THE ROOF. - 12 ROOF-MOUNTED SOLAR PV MODULES 295 WATTS PER MODULE 12 INTERACTIVE INVERTER TOTAL NO. OF RATING 1.96 KW. | GRID ALTERNATIVES | R | 5070 | 29 | 265 | HESTER AV |  | 1 | ISSUED | 2019-01-09
E201901178498 | 2019-01-17 | ELECTRICAL WORK TO REMODEL KITCHEN AND BATHROOM. LIGHTS SWITCHES RECEPTACLES FAN GARBAGE DISPOSAL RANGE SMOKE DETECTOR. UPGRADE ELECTRICAL OUTLETS THROUGHOUT | ANCO CONSTRUCTION COMPANY | R | 4013 | 15 | 593 | POTRERO AV |  |  | ISSUED | 2019-01-17
E201901238618 | 2019-01-23 | BATHROOM REMODEL: NEW FIXTURES. | ZANDERBUILT CORPORATION | R | 3609 | 75 | 325 | LEXINGTON ST |  |  | ISSUED | 2019-01-23
EW201901288388 | 2019-01-28 | INSTALLATION OF 11 STATIONS | ALL MODULAR SYSTEMS INC. | C | 3735 | 63 | 222 | 02ND ST |  | 13 | ISSUED | 2019-01-28
EW201901248343 | 2019-01-24 | UNIT # 6 NEW ELECTRICAL REWIRING FOR ENTIRE UNIT.NEW LIGHTS NEW OUTLETS NEW SUB-PANEL NEW AC UNIT AT ROOF TOP. | JAMES' ELECTRIC COMPANY | R | 275 | 007A | 946 | JONES ST |  | 4 | ISSUED | 2019-01-24
EW201901248344 | 2019-01-24 | UNIT # 7 NEW ELECTRICAL REWIRING FOR ENTIRE UNIT.NEW LIGHTS NEW OUTLETS NEW SUB-PANEL NEW AC UNIT AT BACKYARD.UPGRADE UNDERGROUND SERVICE FROM 125 AMP 7 METERS TO 400 AMP 7 METERS. | JAMES' ELECTRIC COMPANY | R | 275 | 007A | 946 | JONES ST |  | 1 | ISSUED | 2019-01-24
EW201901158123 | 2019-01-15 | INSTALLATION OF CAT6 DATA CABLES INCLUDING (132) CABLES @ FARALLON CAPITAL - 1 MARITIME 21ST FLOOR | PAGANINI COMMUNICATIONS INC | C | 204 | 21 | 1 | MARITIME PZ |  | 21 | ISSUED | 2019-01-15
EW201901158121 | 2019-01-15 | INSTALLATION OF CAT6 DATA CABLES INCLUDING (183) CABLES @ FARALLON CAPITAL - 1 MARITIME 20TH FLOOR | PAGANINI COMMUNICATIONS INC | C | 204 | 21 | 1 | MARITIME PZ |  | 20 | ISSUED | 2019-01-15
EW201901077895 | 2019-01-07 | CAT6 DATA CABLING INCLUDING (138) CABLES FOR TENANT SPACE @ COBLENTZ - 1 MONTGOMERY ST 32ND FLOOR | PAGANINI COMMUNICATIONS INC | C | 292 | 2 | 1 | MONTGOMERY ST |  | 32 | ISSUED | 2019-01-07
EW201901188214 | 2019-01-18 | 3.7KW PV (13) MODULE SOLAR ROOFTOP FLUSH MOUNT INSTALLATION REPLACE EXISTING MAIN PANEL WITH NEW 100AMP MAIN PANEL WITH 100AMP MAIN BREAKER. - 13 ROOF-MOUNTED SOLAR PV MODULES 290 WATTS PER MODULE 1 INTERACTIVE INVERTER TOTAL NO. OF RATING 3.7 KW. | SUNRUN INSTALLATION SERVICES INC | R | 7077 | 49 | 182 | BYXBEE ST | 0 | 2 | ISSUED | 2019-01-18
EW201901188216 | 2019-01-18 | 3.1KW PV (11) MODULE SOLAR ROOFTOP FLUSH MOUNT INSTALLATION NEW 100AMP SUB PANEL TO BE INSTALLED - 11 ROOF-MOUNTED SOLAR PV MODULES 290 WATTS PER MODULE 1 INTERACTIVE INVERTER TOTAL NO. OF RATING 3.1 KW. | SUNRUN INSTALLATION SERVICES INC | R | 1569 | 31 | 622 | 27TH AV |  | 3 | ISSUED | 2019-01-18
E201901228561 | 2019-01-22 | REMODEL BATHS AND KITCHEN 6 LIGHTS 6 SWITCHES 10 RECEPTACLES 1 DISHWASHER 1 GARBAGE DISPOSAL 1 RANGE. | HUNG'S GENERAL CONSTRUCTION | R | 2510 | 37 | 2734 | 42ND AV |  |  | ISSUED | 2019-01-22
E201901178488 | 2019-01-17 | AMEND PERMIT E201812218070 TO INCLUDE INSTALL WASHER AND DRYER. | B-SIDE INC. | R | 496 | 3 | 1610 | LOMBARD ST |  | #203 | ISSUED | 2019-01-17
E201901048231 | 2019-01-04 | UPGRADE ELECTRICAL 8 LIGHTS 10 SWITCHES 20 RECEPTACLES 1 SMOKE DETECTOR. | GALAXY BUILDING CONSTRUCTION | R | 1636 | 12 | 678 | 09TH AV |  | #2 | ISSUED | 2019-01-04
E201901178482 | 2019-01-17 | KITCHEN & BATH REMODEL WITH NEW PANEL IN GARAGE 10 LIGHTS 10 SWITCHES 10 RECEPTACLES 1 FAN 1 DISHWASHER 1 GARBAGE DISPOSAL 1 MICROWAVE 1 RANGE 3 SMOKE DETECTORS | PHASE 2 BUILDERS | R | 2956A | 2 | 585 | ROCKDALE DR |  |  | ISSUED | 2019-01-17
EW201901238281 | 2019-01-23 | INSTALL (51) CAT 6 CABLES IN THE CEILING FROM THE SERVER ROOM TO THE WORKSTATIONS IN SUITE 1225. | I M G TECHNOLOGIES INC | C | 261 | 20 | 345 | CALIFORNIA ST |  | 1225 | COMPLETE | 2019-01-30
EW201901118050 | 2019-01-11 | ELECTRICAL REMODEL OF EXISTING HOUSE AT 2370 CALIFORNIA STREET | BRITE ELECTRIC INC. | R | 636 | 17 | 2370 | CALIFORNIA ST |  | 2370 | ISSUED | 2019-01-11
E201901238611 | 2019-01-23 | INSTALL RADIO COMMUNICATOR AT FIRST FLOOR | BATTALION ONE FIRE PROTECTION | C | 3738 | 12 | 215 | FREMONT ST |  |  | ISSUED | 2019-01-23
E201901228552 | 2019-01-22 | KITCHEN AND 3 BATHS REMODEL SERVICE UPGRADE TO 200 AMPS | SAN FRANCISCO DEVELOPERS | R | 1613 | 007B | 787 | 31ST AV |  |  | ISSUED | 2019-01-22
E201901118344 | 2019-01-11 | INSTALL SOLAR POWER SYSTEM NEW 100A LOAD CENTER 13 PV MODULES 360 WATTS PER MODULE 4.68 DC KW RATING PLAN 2157. | ALL BAY SOLAR | R | 2923 | 022A | 100 | KENSINGTON WY |  |  | ISSUED | 2019-01-11
EW201901027841 | 2019-01-02 | INSTALLING 1 TESLA POWERWALL INSTALLING 1 125 AMP SUB PANEL | ALL BAY SOLAR | R | 1045 | 4 | 545 | LAUREL ST |  | 1 | ISSUED | 2019-01-02
EW201901178178 | 2019-01-17 | LOW VOLTAGE HVAC CONTROLS INSTALLATION. | COLEVAN ELECTRIC INC | C | 8721 | 29 | 1515 | 03RD ST | 0 | 11 | ISSUED | 2019-01-17
E201901158443 | 2019-01-15 | ON 3RD FLOOR SUITE 310 -INSTALLATION OF NEW FA NOTIFICATION APPLIANCES DUE TO TI TO MEET PROPER COVERAGE PER NFPA 72 REQ. NEW APPLIANCES TO BE TIED INTO (E) POWER BOOSTER SUPPLY. INSIDE TELEPHONE ROOM ON LEVEL 2 REF.FA 201 THE EXISTING FA CONTROL PANEL IN THE BLDG IS EDWARD I0500GD | H C I SYSTEMS INC | C | 309 | 24 | 251 | POST ST |  | 3/F | ISSUED | 2019-01-15
E201901188518 | 2019-01-18 | INSTALL SOLAR POWER SYSTEM. 4 PV MODULES 300 WATTS PER MODULE 1.2 DC KW RATING | HIGH DEFINITION SOLAR INC (DBA) HIGH DEF | R | 2126 | 11 | 480 | PACHECO ST |  |  | ISSUED | 2019-01-18
E201901178490 | 2019-01-17 | RENEW ELECTRICAL PERMIT E201701202404. TO COMPLETE REMAINING ELECTRICAL WORK. (COMPLETE NEW ELECTRICAL SYSTEM TO SINGLE FAMILY HOME UFER GROUND 87 LTS 36 SWITCHES 64 RECEPTS 1 GAR DISP 1 MICRO 1 RANGES 6 SMOKE DETECTS 3 FANS 1 DISHWASHERS UFER GROUND) | LEGACY ELECTRIC | R | 6615 | 23 | 1613 | CHURCH ST |  |  | COMPLETE | 2019-02-01
E201901108329 | 2019-01-10 | UNIT# 503: INSTALL 40AMP 16 SPACER BREAKER PANEL. INSTALL 6 RECEPTACLES AND 1 LIGHT AT BEDROOM. 7 RECEPTACLES 1 EXHAUST FAN AND ONE LIGHT AT BATHROOM. INSTALL WHOLE HOUSE FAN AND LIGHT AT HALL REWIRE WHOLE APARTMENT AND 6 DEDICATED CIRCUITS. | S T ELECTRIC | R | 803 | 15 | 700 | STEINER ST | 0 |  | ISSUED | 2019-01-10
E201901188521 | 2019-01-18 | ELECTRICAL WORK FOR ADDITIONAL BATHROOM. (12) LIGHTS (2) SWITCHES (2) FANS | HUANG HUA CONSTRUCTION COMPANY | R | 6417 | 23 | 749 | PRAGUE ST |  |  | ISSUED | 2019-01-18
EW201901248346 | 2019-01-24 | INSTALL UF GROUND | Y & C ELECTRICAL.INC | R | 5505 | 1 | 1502 | FLORIDA ST |  | 1 | COMPLETE | 2019-01-29
EW201901148091 | 2019-01-14 | KITCHEN REMODEL AND 2 BATHROOM REMODELS | SIBRIAN ELECTRIC INC | R | 843 | 15 | 674 | PAGE ST |  | 3 | ISSUED | 2019-01-14
EW201901218224 | 2019-01-21 | WEATHER-HEAD REPAIR. | A R ELECTRIC | R | 6436 | 24 | 125 | BALTIMORE WY |  | 1 | ISSUED | 2019-01-21
EW201901248303 | 2019-01-24 | INSTALL ONE NEW 100 AMP MAIN SERVICE. INSTALL TWO DUPLEX RECEPTACLES | HILLMAN ELECTRIC CORP | R | 7085 | 46 | 615 | SARGENT ST |  | 1 | COMPLETE | 2019-01-31
E201901298762 | 2019-01-29 | REMODEL 2ND FLOOR BATHROOM AND KITCHEN 6 LIGHTS 7 SWITCHES 8 RECEPTACLES 1 FAN 1 DISHWASHER 1 GARBAGE DISPOSAL 1 MICROWAVE 1 RANGE. | EVERGREEN CONSTRUCTION COMPANY | R | 2432 | 6 | 2567 | 31ST AV |  |  | ISSUED | 2019-01-29
E201901108324 | 2019-01-10 | 312B BAKER ST: KITCHEN & BATHROOM REMODELING. UP TO CODE. ADD WASHER/DRYER. NEW PLUGS LIGHTS SWITCHES. | BRIGHTER BAY BUILDERS INC | R | 1205 | 21 | 312 | BAKER ST |  |  | ISSUED | 2019-01-10
E201901238623 | 2019-01-23 | UNIT 203: ELECTRICAL UP TO CODE. (10) LIGHTS (10) SWITCHES (10) RECEPTACLES (1) FAN (1) SMOKE DETECTOR | BRIGHTER BAY BUILDERS INC | R | 871 | 12 | 50 | LAGUNA ST |  |  | ISSUED | 2019-01-23
EW201901238274 | 2019-01-23 | INSTALL OF PHONE DATA AND SPEAKER WIRES | INSPIRIA SYSTEMS INC | R | 6507 | 012A | 350 | JERSEY ST |  | 1 | ISSUED | 2019-01-23
E201901298746 | 2019-01-29 | REMODEL KITCHEN. NEW PLUGS LIGHTS SWITCHES. | DEO CONSTRUCTION INC | R | 2749 | 28 | 473 | DOUGLASS ST |  |  | ISSUED | 2019-01-29
E201901028172 | 2019-01-02 | REVISION TO PERMIT #E201811157242. ADDRESS CORRECTION. | ELDREDGE WOODWORKS | R | 3643 | 76 | 237 | BARTLETT ST |  |  | ISSUED | 2019-01-02
E201901158418 | 2019-01-15 | UNIT 1102: INSTALL PENDANT LIGHTS RECESSED LIGHTS VANITY LIGHTS EXHAUST FANS @ BATHROOM COMBO SMOKE DETECTORS DISHWASHER GARBAGE DISPOSAL RANGE MICROWAVE AND REFRIGERATOR | D M BUILDERS | R | 8706 | 1 | 255 | KING ST |  |  | COMPLETE | 2019-01-31
E201901238592 | 2019-01-23 | UNIT 1201: INSTALL PENDANT LIGHTS VANITY LIGHTS RECESSED LIGHTS EXHAUST FAN IN BATHROOM COMBO SMOKE DETECTORS DISHWASHER GARBAGE DISPOSAL RANGE MICROWAVE AND REFRIGERATOR. (14) LIGHTS (2) SWITCHES (1) DISHWASHER (1) GARBAGE DISPOSAL (1) MICROWAVE (1) RANGE (2) SMOKE DETECTORS. | D M BUILDERS | R | 8706 | 1 | 255 | KING ST |  |  | ISSUED | 2019-01-23
E201901078261 | 2019-01-07 | REMODEL E KITCHEN ADD SUB PANEL : 20 LIGHTS 3 SWITCHES 7 PLUGS 1 FAN 1 DW 1 GD 1 MW 1 RANGE | KEVIN LIN CONSTRUCTION INC | R | 663 | 39 | 1955 | PINE ST |  | TOP | ISSUED | 2019-01-07
EW201901148062 | 2019-01-14 | INSTALLATION OF NEW SUB-PANEL CIRCUITS LIGHTING RECEPTACLES THERMOSTATS ETC. AS NEEDED. | NISSI ELECTRIC CORPORATION DBA NISSI ELE | R | 62 | 5 | 1831 | GRANT AV |  | 101 | ISSUED | 2019-01-14
E201901188542 | 2019-01-18 | RELOCATE AND REMODEL E KITCHEN. REMODEL E BATH INSTALL WASHER AND DRYER | CASMAN CONSTRUCTION INC | R | 623 | 1 | 1755 | VAN NESS AV |  | 4 | ISSUED | 2019-01-18
EW201901288373 | 2019-01-28 | CAR CHARGER INSTALLATION | MOMENTUM ELECTRICAL DBA GREYTOWER GEN | R | 0322A | 2 | 631 | O'FARRELL ST | 211 | 1 | ISSUED | 2019-01-28
E201901028178 | 2019-01-02 | LIGHTING & ELECTRICAL FOR NEW 2 BEDROOM NEW BATHROOM NEW FAMILY ROOM ON G/F. | ZSQUARED CONSTRUCTION INC | R | 7048 | 35 | 55 | MAJESTIC AV |  | G/F | ISSUED | 2019-01-02
E201901188522 | 2019-01-18 | RELOCATING (2) BATHROOM LIGHT FIXTURES AS WELL AS THE ADDITION OF OCCUPANCY SWITCHES. (2) LIGHTS (2) SWITCHES (1) RECEPTACLES. | GAGE CONSTRUCTION | R | 642 | 24 | 1855 | SACRAMENTO ST | 1 |  | ISSUED | 2019-01-18
E201901098306 | 2019-01-09 | ROOF MOUNTED SOLAR PHOTOVOLTAIC SYSTEM 24 PV X 300 WATTS=7.2 PLAN 2151 | SOLARFIRST INC DBA FIRSTPV | R | 2818 | 3 | 70 | SOTELO AV |  | ROOF | COMPLETE | 2019-01-22
EW201901248335 | 2019-01-24 | FINAL INSTALLATION LIGHTS FIXTURES PLUGS SMOKE DETECTORS AND ADD METER SOCKET IN MAIN PANEL | HERTZ ELECTRIC | R | 3562 | 8 | 2350 | MARKET ST |  | 3 | ISSUED | 2019-01-24
E201901248654 | 2019-01-24 | REWIRING UNIT INCLUDING ADDING NEW OUTLETS | BAY ROCK CONSTRUCTION & DEVELOP. INC. | R | 1413 | 44 | 5809 | CALIFORNIA ST |  |  | ISSUED | 2019-01-24
E201901228576 | 2019-01-22 | UNIT 6: INSTALL ELECTRICAL SUBPANEL AND KITCHEN OUTLET LIGHT. GFI OUTLET AT BATHROOM | HT CONSTRUCTION COMPANY | R | 1058 | 1 | 70 | LUPINE AV |  |  | ISSUED | 2019-01-22
E201901158439 | 2019-01-15 | 3 LIGHTS 4 SWITCHES 2 PLUGS 1 FAN 1 DW 1 GD 1 MW 1 RANGE 1 SMOKE DET | JONES BROS CONSTRUCTION & DESIGN INC | R | 7054 | 34 | 288 | THRIFT ST |  |  | ISSUED | 2019-01-15
E201901248640 | 2019-01-24 | UNIT 2703: ELECTRICAL WORK FOR KITCHEN AND BATHROOM REMODEL. UPGRADE/RELOCATE ELECTRICAL PANEL | ROD'S GENERAL BUILDERS INC | R | 813 | 7 | 1390 | MARKET ST | 0 |  | ISSUED | 2019-01-24
E201901248641 | 2019-01-24 | UPGRADE ELECTRICAL 16 LIGHTS 12 SWITCHES 25 REDCEPTACLES 2 FAN 1 GARBAGE DISPOSAL 1 RANGE 9 SMOKE DETECTORS. | MING DA CONSTRUCTION | R | 6407 | 23 | 807 | LISBON ST |  |  | ISSUED | 2019-01-24
E201901098301 | 2019-01-09 | BATHROOM REMODEL 3 LIGHTS 2 SWITCHES 2 RECEPTACLES 1 FAN. | VISIONARY HOME REMODELING INC | R | 6481 | 16 | 30 | BRUNSWICK ST |  |  | ISSUED | 2019-01-09
E201901188538 | 2019-01-18 | REMODEL BATHROOM RELOCATE KITCHEN AND ADD BATH 17 LIGHTS 14 SWITCHES 4 RECEPTACLES 2 FANS 1 DISHWASHER 1 RANGE 1 SMOKE DETECTOR. | AXEL8 CONSTRUCTION | R | 1170 | 35 | 2290 | FULTON ST |  |  | ISSUED | 2019-01-18
E201901038200 | 2019-01-03 | ELECTRICAL WORK TO REWIRE (2) BATHROOMS AND ADD SUBPANEL | PROSPER CONSTRUCTION DEVELOPMENT INC | R | 530 | 45 | 1845 | FILBERT ST |  |  | ISSUED | 2019-01-03
E201901248662 | 2019-01-24 | INSTALL 2 LED BLADE SIGNS 1 CHANNEL LETTERS SIGNS 1 WORK SIGN. | PVL SIGNS & GRAPHICS INC | C | 3710 | 17 | 350 | MISSION ST |  |  | ISSUED | 2019-01-24
E201901098296 | 2019-01-09 | REMODEL ELECTRICAL UPGRADE TO 100 AMP SUBPANEL. CHANGE OUT OUTLETS. | ARCLITE ELECTRIC INC | R | 1176 | 35 | 1919 | MCALLISTER ST |  |  | ISSUED | 2019-01-09
E201901188537 | 2019-01-18 | 1/F: ADD 2 BEDROOMS 2 FULL BATHROOM FAMILY ROOM WITH WET BAR OFFICE AND LAUNDRY NEW INTERIOR STAIRS AND NEW DECK AT REAR. 2ND FLOOR: REMODEL KITCHEN AND BATHROOM. ADD 1 FULL BATHR NEW ROOF DECK. 60 LIGHT 25 SWITCHES 50 RECEPTACLES 4 FANS 1 DISHWASHER 1 GARBAGE DISPOSAL 1 MICROWAVE 8 SMOKE DETECTOR. | D CONSTRUCTION INC | R | 1585 | 001K | 635 | 42ND AV |  |  | ISSUED | 2019-01-18
E201901048213 | 2019-01-04 | INSTALL SOLAR POWER SYSTEM 14 PV MODULES 300 WATTS PER MODULE 4.2 DC KW RATING PLAN 2143. | MICHAEL DELP - MAD ENERGY | R | 2331 | 004B | 2283 | 18TH AV |  |  | ISSUED | 2019-01-04
E201901258679 | 2019-01-25 | REMODEL KITCHEN & BATHROOM EXISTING. 20 LIGHTS 20 SWITCHES 20 RECEPTACLES 1 FAN 1 DISHWASHER 1 GARBAGE DISPOSAL 1 MICROWAVE 1 RANGE. | D L CONSTRUCTION | R | 2823B | 23 | 101 | MIDCREST WY |  |  | ISSUED | 2019-01-25
EW201901118037 | 2019-01-11 | SECURITY ACCESS CONTROL AND CCTV | MC MILLAN SECURITY SYSTEMS INC | C | 3708 | 43 | 595 | MARKET ST |  | 5 | ISSUED | 2019-01-11
E201901248660 | 2019-01-24 | 3 NEW LIGHTS | PINEDA CONSTRUCTION | C | 147 | 008A | 732 | BROADWAY * |  |  | COMPLETE | 2019-01-28
E201901258689 | 2019-01-25 | ROOFTOP; RUN CIRCUIT FROM EXISTING PANEL TO NEW PANEL. | EXCEL ELECTRIC INCORPORATED | C | 125 | 89 | 1101 | GREEN ST |  |  | COMPLETE | 2019-01-30
E201901248627 | 2019-01-24 | UNIT 104: ELECTRICAL FOR KITCHEN REMODEL AND UPGRADE EXISTING ELECTRICAL SUBPANEL. (6) RECEPTACLES (1) DISHWASHER (1) GARBAGE DISPOSAL | INNOVATOR ELECTRIC INC | R | 513 | 21 | 2451 | GREENWICH ST |  |  | ISSUED | 2019-01-24
E201901248626 | 2019-01-24 | UNIT 2: ELECTRICAL FOR KITCHEN REMODEL AND UPGRADE EXISTING ELECTRICAL SUBPANEL. (6) RECEPTACLES (1) DISHWASHER (1) GARBAGE DISPOSAL | INNOVATOR ELECTRIC INC | R | 513 | 21 | 2451 | GREENWICH ST |  |  | ISSUED | 2019-01-24
E201901248630 | 2019-01-24 | UNIT 305: ELECTRICAL FOR KITCHEN REMODEL AND UPGRADE EXISTING ELECTRICAL SUBPANEL. (6) RECEPTACLES (1) DISHWASHER (1) GARBAGE DISPOSAL | INNOVATOR ELECTRIC INC | R | 513 | 21 | 2451 | GREENWICH ST |  |  | ISSUED | 2019-01-24
E201901298741 | 2019-01-29 | (1) 30A 220V FOR DRYER. (1) 20A 110V FOR WASHER | REVAMP ELECTRIC | R | 1007 | 44 | 1943 | LYON ST | 0 |  | ISSUED | 2019-01-29
EW201901077930 | 2019-01-07 | REPLACE EXISTING TRANSFORMER WITH NEW & PROVIDE NEW 200AMP 120/208V PANEL WITH MAIN BREAKER | ELSON ELECTRIC HOLDINGS INC | C | 163 | 5 | 909 | MONTGOMERY ST | 0 | 104 | COMPLETE | 2019-01-10
E201901258693 | 2019-01-25 | UNIT 1: REMODEL HOUSE BASEMENT 1 BATH FAMILY ROOM GAME ROOM . 1ST FLOOR LIVING ROOM KITCHEN DINING ROOM WITH 1/2 BATH. 2ND FLOOR 3 BEDROOM AND 3 BATH. | RICHBAY CONSTRUCTION | R | 856 | 17 | 185 | HAIGHT ST | 0 |  | ISSUED | 2019-01-25
E201901148411 | 2019-01-14 | CHANGE SERVICE UPGRADE TO 200AMP SERVICE. |  | R | 7027B | 19 | 384 | MOUNT VERNON AV |  |  | COMPLETE | 2019-01-23
EW201901077933 | 2019-01-07 | REI JOB #220214 - CALIFORNIA ACADEMY INSTALL 2 SYSTEMS AT CHILLER ROOM. | ROSENDIN ELECTRIC INC. | C | 1700 | 1 | 55 | MUSIC CONCOURSE DR |  | 1 | ISSUED | 2019-01-07
EW201901108021 | 2019-01-10 | REI JOB #220214-004 - CALIFORNIA ACADEMY OF SCIENCES WEST GARDEN: INSTALL UNDERGROUND CONDUITS FROM OUTDOOR VAULT TO POWER FOUR (4) 208V 50A RECEPTACLES. | ROSENDIN ELECTRIC INC. | C | 1700 | 1 | 55 | MUSIC CONCOURSE DR |  | 1 | ISSUED | 2019-01-10
EW201901158094 | 2019-01-15 | FURNISH AND INSTALL NEW LIGHTING AND CONTROL WITH FIRE ALARM FOR APPROX 1800SF OF OFFICE TI | DECKER ELECTRIC CO INC | C | 3721 | 89 | 101 | 02ND ST |  | 8 | ISSUED | 2019-01-15
EW201901027829 | 2019-01-02 | H5 EXPANSION - TI & LS | MCMILLAN BROS ELECTRIC INC | C | 3708 | 43 | 595 | MARKET ST |  | 6 | ISSUED | 2019-01-02
EW201901188208 | 2019-01-18 | NEW 200 AMP MAIN SERVICE WITH METER SOCKET AND PANEL | BYINGTON ELECTRIC CORP | R | 6485 | 2 | 306 | POPE ST |  | 1 | ISSUED | 2019-01-18
EW201901077909 | 2019-01-07 | COMMON AREA TI INCLUDING LIGHTING POWER AND FIRE ALARM DEVICES. GUEST ROOMS - FIRE ALARM DEVICES ONLY @ MARRIOTT - PIER 2620 - 2620 JONES STREET 1ST FLOOR | PAGANINI ELECTRIC CORP(SEE SIGNATORIES) | C | 29 | 3 | 2620 | JONES ST |  | 1 | ISSUED | 2019-01-07
EW201901087971 | 2019-01-08 | GENERAL POWER LIGHTING AND FIRE ALARM UPGRADES FOR THE OSTERWEIS TI @ 1 MARITIME PLAZA 8TH FLOOR | PAGANINI ELECTRIC CORP(SEE SIGNATORIES) | C | 204 | 21 | 1 | MARITIME PZ |  | 8 | ISSUED | 2019-01-08
E201901168456 | 2019-01-16 | WORK IN 565-569 COMMON AREA: INSTALL (3) LIGHTS IN CORRIDOR AS PER COMPLAINT #201814211 | DELTA ELECTRIC | R | 3587 | 35 | 565 | DOLORES ST |  |  | COMPLETE | 2019-01-30
EW201901298435 | 2019-01-29 | DEMO & LIFE SAFETY 26TH FLOOR - EC1973 | C B F INC | C | 288 | 32 | 333 | BUSH ST | 0 | 26 | ISSUED | 2019-01-29
EW201901308468 | 2019-01-30 | ELEC & LIFE SAFETY TI - EC2091 | C B F INC | C | 3724 | 71 | 155 | 05TH ST | 0 | 7 | COMPLETE | 2019-02-06
EW201901228241 | 2019-01-22 | T.I EC2150 | C B F INC | C | 3708 | 56 | 525 | MARKET ST |  | 14 | ISSUED | 2019-01-22
EW201901108010 | 2019-01-10 | FURNISH AND INSTALL NEW FIXTURES - EC2064 9TH FLOOR | C B F INC | C | 289 | 9 | 180 | MONTGOMERY ST |  | 9 | ISSUED | 2019-01-10
EW201901238291 | 2019-01-23 | ES8214 STAIRWELL INFILL | C B F INC | C | 3708 | 56 | 525 | MARKET ST |  | 31 | COMPLETE | 2019-01-25
EW201901178172 | 2019-01-17 | ELEC & LIFE SAFETY TI 12TH FLOOR - EC2125 | C B F INC | C | 239 | 29 | 430 | CALIFORNIA ST |  | 12 | ISSUED | 2019-01-17
EW201901308442 | 2019-01-30 | REPLACE 4 HEAT PUMPS ON THE 2ND AND 4TH FLOORS FOR CORE OF THE BUILDING | YOUNG ELECTRIC CO | C | 3788 | 37 | 301 | BRANNAN ST |  | 2 | ISSUED | 2019-01-30
EW201901087960 | 2019-01-08 | INSTALL (239) CABLES ON THE 36TH FLOOR FOR SALESFORCE - 184539-P4C-36 | METROPOLITAN ELECTRICAL CONSTRUCTION | C | 3709 | 006A | 50 | FREMONT ST |  | 36 | ISSUED | 2019-01-08
EW201901087947 | 2019-01-08 | INSTALL (255) CABLES ON THE 20TH FLOOR FOR SALESFORCE - 183550-P4B-20 | METROPOLITAN ELECTRICAL CONSTRUCTION | C | 3709 | 006A | 50 | FREMONT ST |  | 20 | ISSUED | 2019-01-08
EW201901037867 | 2019-01-03 | INSTALL (35) CABLES ON THE 3RD FLOOR FOR THE MARRIOTT - 183791 | METROPOLITAN ELECTRICAL CONSTRUCTION | C | 29 | 3 | 2620 | JONES ST |  | 3 | ISSUED | 2019-01-03
E201901308781 | 2019-01-30 | TI FOR (N) DAY CARE - UPDATE ELECTRICAL TO CODE REPLACE LIGHTING REMODEL (E) RESTROOM NEW ADA RESTROOM 2 FAN FOR RESTROOM. | L T STANDARD CONST CO LTD | C | 1523 | 046B | 5727 | GEARY BL |  |  | ISSUED | 2019-01-30
EW201901298420 | 2019-01-29 | SURVEY INSPECTION | PADILLA'S ELECTRIC | R | 2451 | 3 | 2690 | 46TH AV | 0 | 14 | ISSUED | 2019-01-29
E201901118353 | 2019-01-11 | REMODEL BATHROOM. | ROYAL LYON CONSTRUCTION | R | 1183 | 21 | 520 | BAKER ST |  |  | ISSUED | 2019-01-11
E201901088284 | 2019-01-08 | #11. KITCHEN AND BATH REMODELING. INSTALL 6 LIGHTS 6 SWITCHES 20 RECEPTACLES 2 FANS 1 DISHWASHER 1 GARBAGE DISPOSAL 1 MICROWAVE. | SURE INC. | R | 557 | 1 | 2755 | WEBSTER ST | 0 |  | ISSUED | 2019-01-08
E201901258680 | 2019-01-25 | CONSTRUCT TWO BEDROOMS ONE FUL BATH LAUNDRY ROOM AT 1ST FLOOR AND ADD STAIRWAY AT REAR. 10 LIGHT 5 SWITCHES 14 RECEPTACLES. | LEI'S CONSTRUCTION CO | R | 2323 | 013B | 2291 | 26TH AV |  |  | ISSUED | 2019-01-25
E201901298751 | 2019-01-29 | MB4 LEVEL 6 ENTIRE FLOOR. WE WILL PROVIDE ELCTRICAL-LIGHTS/POWER LIFE SAFETY AND GENERATORS/TRANSFORMERS/PANELS. | SPRIG ELECTRIC | C | 8722 | 1 | 300 | 16TH ST |  |  | ISSUED | 2019-01-29
E201901158424 | 2019-01-15 | MB4 (SOUTH TOWER) LEVEL 8 ENTIRE FLOOR. WE WILL PROVIDE ELECTRICAL-LIGHTS/POWER LIFE SAFETY AND GENERATORS/TRANSFORMERS/PANELS | SPRIG ELECTRIC | C | 8722 | 1 | 300 | 16TH ST |  |  | ISSUED | 2019-01-15
EW201901097988 | 2019-01-09 | FIREPROOFING EXISTING RECESS LIGHTS. INSTALL NEW PANEL AND METER FOR BASEMENT UNIT. INSTALL 50 AMP CIRCUIT FOR KITCHEN RANGE. | KORBES ELECTRIC | R | 2697 | 28 | 245A | DIAMOND ST |  | 1 | ISSUED | 2019-01-09
EW201901158108 | 2019-01-15 | 01-150507 - SUITE 119 LIFE SAFETY - 888 BRANNAN ST - SAN FRANCISCO - UP TO 5 OUTLETS - CONTACT HOBART GAGNON - 415-378-9897 | W. BRADLEY ELECTRIC | C | 3780 | 6 | 888 | BRANNAN ST |  | 119 | COMPLETE | 2019-01-28
EW201901238268 | 2019-01-23 | TELECOMMUNICATION WORK - 180697 - 7TH FLOOR - (80) WORKSTATIONS (6) WIRELESS ACCESS POINT & (6) 2 PORT MOUNTED OUTLETS | CAPITOL ELECTRIC CONST | C | 288 | 29 | 222 | KEARNY ST |  | 7 | ISSUED | 2019-01-23
EW201901108027 | 2019-01-10 | ELECTRIC TEMPORARILY POWER 200 AMP | K C CHOW ELECTRIC CO | R | 5329 | 10 | 1948 | QUESADA AV |  | 1 | ISSUED | 2019-01-10
EW201901098004 | 2019-01-09 | LIGHT FIXTURES IN T BAR CEILING WALL OUTLETS IN COMMERCIAL SPACE FOR 3501 GEARY BLVD UNIT #A | K C CHOW ELECTRIC CO | C | 1084 | 001B | 3501 | GEARY BL |  | 1 | CANCELLED | 2019-01-28
EW201901168139 | 2019-01-16 | REMODEL | MICOR ELECTRIC | R | 3585 | 027A | 3880 | 19TH ST |  | 1 | ISSUED | 2019-01-16
EW201901178191 | 2019-01-17 | SERVICE UPGRADE TO 200A | S & W ELECTRIC INC. | R | 1799 | 8 | 1345 | 44TH AV |  | 1 | COMPLETE | 2019-01-25
EW201901178187 | 2019-01-17 | RESTORE WIRING REMOVED FOR CONSTRUCTION OF STAIRS AND CLOSET | JAMES F WITTENBROOK | R | 3583 | 55 | 4076 | 19TH ST |  | 1 | ISSUED | 2019-01-17
EW201901228261 | 2019-01-22 | INSTALL ONE 50A PLUG FOR ESPRESSO MACHINE 2 OUTLETS FOR GRINDERS 5 PENDENTS AND 3 TRACK LIGHTS ETC. | G P ELECTRIC INC | C | 6247 | 10 | 144 | LELAND AV |  | 1 | ISSUED | 2019-01-22
EW201901158134 | 2019-01-15 | RENEWAL OF PERMIT EW 20130118241 AND EW20140910882 FOR FINAL NEW 3 PHASE PANEL IN COMMERCIAL SPACE UNIT 890 7TH STREET | MAL ROGERS ELECTRIC | C | 3800 | 7 | 890 | 07TH ST |  | 1 | COMPLETE | 2019-01-18
EW201901057890 | 2019-01-05 | INSTALL NEW WIRING FOR ALL LIGHTS AND RECEPTACLES | BROTHER COMPANY *** CHECK I.D. *** | R | 6521 | 29 | 2863A | FOLSOM ST |  | 2 | ISSUED | 2019-01-05
EW201901057889 | 2019-01-05 | INSTALL NEW 200 SERVICE 4 NEW SUB PANELS NEW WIRING FOR ALL LIGHTS AND RECEPTACLES | BROTHER COMPANY *** CHECK I.D. *** | R | 6521 | 29 | 2861 | FOLSOM ST |  | 1 | ISSUED | 2019-01-05
E201901098295 | 2019-01-09 | UPGRADE RESIDENTIAL ELECTRICAL INSTALL SUBPANEL 2 LIGHTS 2 SWITCHES 10 RECEPTACLES 1 FAN 1 DISHWASHER 2 SMOKE DETECTORS. | K N J GENERAL CONSTRUCTION | R | 181 | 23 | 1420 | TAYLOR ST |  | #11 | ISSUED | 2019-01-09
EW201901288392 | 2019-01-28 | ROOF TOP PV SYSTEM WITH RAPID SYSTEM SHUTDOWN AND GRID INTERACTIVE INVERTER - 8 ROOF-MOUNTED SOLAR PV MODULES 300 WATTS PER MODULE 1 INTERACTIVE INVERTER TOTAL NO. OF RATING 3.8 KW. | OCCIDENTAL POWER | R | 2623 | 236 | 57 | DOUGLASS ST |  | 1 | COMPLETE | 2019-02-01
E201901238615 | 2019-01-23 | INSTALL SOLAR POWER SYSTEM 28 PV MODULES 360 WATTS PER MODULE 10.08 DC KW RATING PLAN 2153. | OCCIDENTAL POWER | R | 6613 | 45 | 309 | 28TH ST |  |  | COMPLETE | 2019-01-30
E201901038195 | 2019-01-03 | UNIT 511: COFFEE/TEA SHOP TI 13 LIGHTS 15 RECEPTACLES. | DAVID JONE | C | 700 | 27 | 22 | PEACE PZ |  | #511 | ISSUED | 2019-01-03
EW201901148068 | 2019-01-14 | ADD (2) 2.5 MW TENANT GENERATORS. | MORROW-MEADOWS CORP DBA: ARC ELECTRIC CO | C | 8727 | 8 | 1800 | OWENS ST |  | 0 | COMPLETE | 2019-02-01
E201901158449 | 2019-01-15 | KITCHEN REMODEL | CONNOR DALY CORPORATION | R | 2317 | 33 | 2206 | 33RD AV |  |  | ISSUED | 2019-01-15
E201901308786 | 2019-01-30 | ELECTRICAL FOR NEW 14 STORY RESIDENTIAL BUILDING WITH 3 STORY GARAGE. 205 UNITS CORE + BOH. LIGHTS (1600) SWITCHES (1200) RECEPTACLES (3000) FANS (300) DISHWASHER/DISPOSAL/MICROWAVE/RANGE (205 EA.) SMOKE DETECTORS (300) FIRE ALARM ERRCS FIRE PUMP EMERGENCY GENERATOR POWER TO HVAC (2) ELEVATORS. 1-2000A 1-1600A 1-1200A SERVICES. 3-800A 2-600A 3-400A 2-200A 205-100A FEEDERS. 1-112.5 KVA 1-45KVA 2-15KVA PANELBOARDS/SWITCHBOARDS | E. J. WEBER ELECT.CO INC | R | 3749 | 58 | 390 | 01ST ST |  |  | ISSUED | 2019-01-30
EW201901027850 | 2019-01-02 | PERMIT FOR 2901 TARAVEL ST. & 2401 39TH AVE. (PARCEL #2386-057) TO COMPLY WITH INSPECTION REPORT #CC-8319 ELECTRICAL INSPECTION | J.D. YOUNG ELECTRICAL CO. | R | 2386 | 57 | 2901 | TARAVAL ST |  | 1 | COMPLETE | 2019-01-07
E201901148406 | 2019-01-14 | NEW ELECTRICAL FOR NEW GROUND FLOOR SPACE: NEW PLUGS LIGHTS SWITCHES 150A SERVICE UPGRADE. | P & E COMPANY | R | 1875 | 14 | 1567 | 29TH AV |  |  | ISSUED | 2019-01-14
EW201901108024 | 2019-01-10 | ELECTRICAL PERMIT FOR 928 LOMBARD. UPGRADE PANEL TO 200 AMP PANEL UPGRADE ALL ELECTRICAL THROUGHOUT FOR ALL ROOMS AND GROUND FLOOR FOR BATHROOMS KITCHEN LAUNDRY & UFER GROUND FOR NEW CONCRETE WALL. | S F GARAGE COMPANY INC. | R | 67 | 9 | 928 | LOMBARD ST | 0 | 1 | ISSUED | 2019-01-10
EW201901087967 | 2019-01-08 | OUTLETS LIGHTS AND UFER FOR NEW GARAGE | S F GARAGE COMPANY INC. | R | 979 | 9 | 2303 | SCOTT ST |  | 1 | ISSUED | 2019-01-08
EW201901158102 | 2019-01-15 | 18-0544 - CABLING | BEI CONSTRUCTION INC. | C | 3735 | 63 | 222 | 02ND ST |  | 21 | ISSUED | 2019-01-15
E201901148386 | 2019-01-14 | REMODEL 1 KITCHEN AND 3 BATHROOMS | GARY LIU CONSTRUCTION (ASK FOR ID) | R | 2631 | 44 | 1448 | WILLARD ST |  |  | ISSUED | 2019-01-14
E201901258688 | 2019-01-25 | UNIT 4001: REPLACE (E) EXTERIOR RECEPTACLE WITH NEW. | INTERNATIONAL WATERPROOFING | R | 288 | 91 | 333 | BUSH ST | 4001 |  | ISSUED | 2019-01-28
EW201901087941 | 2019-01-08 | KITCHEN BATHROOM AND FAMILY ROOM REMODEL | A L V CONSTRUCTION INC | R | 2696 | 11 | 674A | CASTRO ST |  | 1 | ISSUED | 2019-01-08
E201901258665 | 2019-01-25 | CONSTRUCT FULL BATHROOM AND TWO BEDROOMS ON GROUND FLOOR. 20 LIGHTS 15 SWITCHES 10 RECEPTACLES 2 FAN 2 SMOKE DETECTOR. | DORE CONST. OF CALIF. INC. | R | 4760 | 005B | 1436 | REVERE AV |  |  | ISSUED | 2019-01-25
E201901038186 | 2019-01-03 | REWIRE THE WHOLE HOUSE. 3 FLOORS. INSTALL (50) LED" RECESSED CANS AND 29 REGULAR LIGHTS. UPGRADE SERVICE TO 200A. (80) LIGHTS (20) SWITCHES (25) RECEPTACLES (4) FANS (1) DISHWASHER (1) GARBAGE DISPOSAL (1) MICROWAVE (1) RANGE (6) SMOKE DETECTORS | EAST BAY ELECTRIC | R | 6502 | 011D | 478 | HOFFMAN AV |  |  | ISSUED | 2019-01-03
EW201901218228 | 2019-01-21 | FIRE ALARM SYSTEM LIKE FOR LIKE UPGRADE WITH LOW FREQUENCY HORNS ADD-ON | SAN FRANCISCO FIRE PROTECTION | R | 1188 | 013C | 1985 | FULTON ST | 0 | 0 | ISSUED | 2019-01-21
E201901288713 | 2019-01-28 | TO CORRECT ADDRESS FROM 2296 TO 2294 EW201901037857. REWIRE KITCHEN BATHROOM BEDROOM & 1 SUBPANEL. 8 LIGHTS 8 SWITCHES 20 RECEPTACLES 1 DISHWASHER 1 GARBAGE DISPOSAL 1 MICROWAVE. | BAY ELECTRIC | R | 515 | 22 | 2294 | FILBERT ST |  |  | FILED | 2019-01-28
E201901288715 | 2019-01-28 | AMEND PERMIT # EW201811287262 TO REFLECT CORRECT ADDRESS. 225 CLAYTON ST. | BAY ELECTRIC | R | 1211 | 5 | 225 | CLAYTON ST |  |  | ISSUED | 2019-01-28
E201901178495 | 2019-01-17 | BATHROOM REMODEL. | SETH BERNSTEIN | R | 6997 | 47 | 1325 | HOLLOWAY AV |  |  | ISSUED | 2019-01-17
E201901248632 | 2019-01-24 | REVERT 2/F BATHROOM. REMOVE THE LIGHT FAN AND OUTLET. (1) LIGHT (1) SWITCH (1) RECEPTACLE (1) FAN | J P E CONSTRUCTION | R | 3042 | 18 | 90 | FERNWOOD DR |  |  | ISSUED | 2019-01-24
E201901048207 | 2019-01-04 | 1 EXTERIOR SIGN "FIRST REPUBLIC" | AD ART INC. | C | 1035 | 4 | 3533 | CALIFORNIA ST |  |  | ISSUED | 2019-01-04
E201901168464 | 2019-01-16 | RENEW PERMIT # EW201708087208 | CRIME WATCH SECURITY SYSTEMS INC | R | 5457 | 22 | 2861 | SAN BRUNO AV |  |  | ISSUED | 2019-01-16
EW201901148075 | 2019-01-14 | INSTALL 3 EXTERIOR LIGHTS ON DECK 4 RECEPTACLES ON DECK LED LIGHTS IN ENTRY WAY 120 V POWER TO A DISCONNECT FOR A ADA LIFT RELOCATE 1 LIGHT FIXTURE AND 2 RECEPTACLES | CORISH ELECTRIC CORPORATION | C | 3754 | 17 | 1098 | HARRISON ST |  | 1 | ISSUED | 2019-01-14
E201901188531 | 2019-01-18 | UNIT 3: ADD RECEPTACLE 3RD FLOOR UNIT. | NORTH GATE BUILDERS INC | R | 553 | 28 | 1890 | VALLEJO ST |  |  | ISSUED | 2019-01-18
EW201901298437 | 2019-01-29 | REMOVE AND REWIRE EXISTING UNIT | JALILIE ELECTRIC INC /RIDGEWAY ELECTRIC | R | 6536 | 18 | 3972 | 25TH ST |  | 1 | ISSUED | 2019-01-29
E201901078256 | 2019-01-07 | WORK IN 15 DORANTES. INSTALL SWIM SPA DISCONNECT 50A 240V. | ECLECTIC ELECTRIC CONTRACTOR INC. | R | 2884 | 1 | 320 | MAGELLAN AV |  |  | ISSUED | 2019-01-07
EW201901178190 | 2019-01-17 | REMODELING OF EXISTING KITCHEN REPLACEMENT OF EXISTING ELECTRICAL PANEL. | ANDREI SMIRNOV | R | 3640 | 003A | 2710 | HARRISON ST |  | 1 | ISSUED | 2019-01-17
E201901188539 | 2019-01-18 | ELECTRICAL WORK TO EXPAND MASTER BATHROOM. INSTALL NEW GFCI OUTLETS EXHAUST FAN AND LIGHTING. (2) LIGHTS (2) SWITCHES (2) RECEPTACLES (1) FAN | GREAT WALL | R | 1462 | 52 | 6620 | GEARY BL | 2 |  | ISSUED | 2019-01-18
E201901048206 | 2019-01-04 | ELECTRICAL WORK TO ABATE NOV #201808401 | ELECTRO INTEGRITY | R | 4790 | 44 | 1431 | SHAFTER AV |  |  | ISSUED | 2019-01-04
EW201901248307 | 2019-01-24 | ROOF MOUNTED SOLAR PV SYSTEM. (8) SOLAR PANELS WITH MICROINVERTERS ROOF ATTACHMENTS RACKING MONITORING CONDUIT CONDUCTORS AND ALL NECESSARY BREAKERS. - 8 ROOF-MOUNTED SOLAR PV MODULES 360 WATTS PER MODULE 8 INTERACTIVE INVERTER TOTAL NO. OF RATING 2.56 KW. | LUMINALT ENERGY CORPORATION | R | 1497 | 016L | 5636 | ANZA ST |  | 1 | ISSUED | 2019-01-24
E201901098294 | 2019-01-09 | SOLAR PLAN 2145. 13 PV MODS 335 WATTS PER MOD 4.355 = DC KW SYSTEM | LUMINALT ENERGY CORPORATION | R | 2204 | 60 | 2105 | FUNSTON AV |  |  | COMPLETE | 2019-01-28
EW201901037855 | 2019-01-03 | NONBEARING HALF HEIGHT PARTITIONS. REMOVE 20 OUTLETS AND SWITCHES. | S W L ELECTRIC INC. | C | 4083 | 001A | 2345 | HARRISON ST |  | 3 | ISSUED | 2019-01-03
EW201901158096 | 2019-01-15 | ADD KITCHEN LIGHTING LIGHTING IN 2 BATHROOMS FLOOR HEAT POWER | ELENEY ELECTRIC | R | 4034 | 49 | 1621 | 18TH ST | 0 | 2 | ISSUED | 2019-01-15
E201901178501 | 2019-01-17 | ALL WORK AT GARAGE LEVEL: CURRENT STORAGE TO FAMILY ROOM. ADD (1) FULL BATHROOM. REMODEL KITCHEN AT 2ND FLOOR. REMODEL EXISTING BATHROOM AND ADD NEW BATHROOM AT 3RD FLOOR. INSTALL NEW 100A SERVICE. (30) LIGHTS (20) SWITCHES (40) RECEPTACLES (4) FANS (1) DISHWASHER (1) GARBAGE DISPOSAL (1) RANGE (10) SMOKE DETECTORS | DESIGN MAX CONSTRUCTION | R | 1735 | 34 | 1260 | 16TH AV |  |  | ISSUED | 2019-01-17
EW201901158116 | 2019-01-15 | UFERGROUND | KEVIN REILLY ELECTRIC | R | 803 | 5 | 719 | FILLMORE ST | 0 | 1 | ISSUED | 2019-01-15
EW201901238272 | 2019-01-23 | REWIRE OF DOWNSTAIRS AND NEW 125 AMP SERVICE | KEVIN REILLY ELECTRIC | R | 7070 | 44 | 33 | SHIELDS ST |  | 1 | ISSUED | 2019-01-23
E201901238588 | 2019-01-23 | ADD FAMILY ROOM ENTERTAINMENT ROOM BEDROOM AND 2 BATHROOMS: NEW LIGHTS SWITCHES PLUGS. | B W H BUILDER INC. | R | 3108 | 19 | 40 | NORTHWOOD DR |  |  | ISSUED | 2019-01-23
EW201901218229 | 2019-01-21 | REWRITE HOUSE | JJ O'SULLIVAN ELECTRIC | R | 4150 | 31 | 1015 | FLORIDA ST |  | 1 | ISSUED | 2019-01-21
E201901158446 | 2019-01-15 | UPGRADE MAIN ELECTRICAL SERVICE FROM 100A TO 200A INSTALL NEW WIRES OR CIRCUITS FOR KITCHEN AND BATHROOM. | CREATIVE LIGHTING SOLUTIONS | R | 1500 | 26 | 568 | 45TH AV |  |  | ISSUED | 2019-01-15
EW201901288389 | 2019-01-28 | INSTALLATION OF 11 STATIONS | ALL MODULAR SYSTEMS INC. | C | 3735 | 63 | 222 | 02ND ST |  | 16 | ISSUED | 2019-01-28
EW201901308453 | 2019-01-30 | INSTALLATION OF (90) MODULAR WORKSTATIONS | ALL MODULAR SYSTEMS INC. | C | 3710 | 18 | 50 | BEALE ST |  | 15 | ISSUED | 2019-01-30
EW201901248340 | 2019-01-24 | UNIT # 3 NEW ELECTRICAL REWIRING FOR ENTIRE UNIT. NEW SUB-PANEL NEW AC UNIT AT ROOF TOP. | JAMES' ELECTRIC COMPANY | R | 275 | 007A | 946 | JONES ST |  | 3 | ISSUED | 2019-01-24
EW201901298425 | 2019-01-29 | SPIE BIOS & PHOTONICS WEST 2019 2/2/19 - 2/7/19 MOSCONE SOUTH & NORTH HALLS JOB # 468262 | FREEMAN DECORATING SERVICES INC | C | 3734 | 91 | 747 | HOWARD ST |  | 1 | ISSUED | 2019-01-29
EW201901168144 | 2019-01-16 | NADA 2019 1/25/19 - 1/27/19 MOSCONE NORTH SOUTH WEST JOB # 450761 | FREEMAN DECORATING SERVICES INC | C | 3734 | 91 | 747 | HOWARD ST |  | 1 | ISSUED | 2019-01-16
E201901238603 | 2019-01-23 | UNIT 103: REHABILITATE EXISTING KITCHEN. REHABILIATE EXISTING BATHROOM. INSTALL WASHER/DRYER | B-SIDE INC. | R | 672 | 4 | 1440 | SUTTER ST |  |  | ISSUED | 2019-01-23
EW201901027842 | 2019-01-02 | INSTALLATION OF A 125 AMP RATED SUB-PANEL AND A LEVEL 2 TESLA EV CHARGER INSIDE THE GARAGE | SUN'S FREE SOLAR DBA SUN'S FREE | R | 0436D | 39 | 3717 | WEBSTER ST | 0 | 1 | COMPLETE | 2019-02-06
E201901238600 | 2019-01-23 | UNIT 3: NEW ELECTRICAL WIRE FOR KITCHEN AND BATHROOM REMODELING. INSTALL NEW SUBPANEL. (4) LIGHTS (5) SWITCHES (7) RECEPTACLES (1) FAN (1) DISHWASHER (1) GARBAGE DISPOSAL (1) MICROWAVE (1) RANGE | KINSTAN HOME SOLUTIONS INC. | R | 1583 | 46 | 600 | 41ST AV |  |  | ISSUED | 2019-01-23
EW201901158125 | 2019-01-15 | NEED TO INSTALL NEW POWER CONNECTION FROM PG&E LINES TO 2 TEMPORARY OFFICE TRAILERS IN A CONSTRUCTION YARD. | SHIMMICK CONSTRUCTION CO. INC. | C | 5227 | 1 | 1595 | DAVIDSON AV |  | 1 | ISSUED | 2019-01-15
E201901258673 | 2019-01-25 | SOLAR PLAN #2176: 24 PV MODULES 360 WATTS PER MODULE 8.64 (DC) KW. | AMERICAN SOLAR CORPORATION | R | 6664 | 25 | 147 | LAIDLEY ST |  |  | ISSUED | 2019-01-25
E201901288704 | 2019-01-28 | AMEND E/P E201812107743 FOR ADDITIONAL WORK TO INCLUDE 200AMP SERVICE UPGRADE. | ELLIOTT BUILD REMODEL LLC | R | 6692 | 17 | 157 | COLLEGE AV |  |  | ISSUED | 2019-01-28
EW201901178157 | 2019-01-17 | NEW KITCHEN BATHROOM. ADDING CAN LIGHTS SITTING ROOM DINNING HALL | PAURIC ELECTRIC | R | 824 | 001C | 523 | PIERCE ST |  | 1 | ISSUED | 2019-01-17
E201901148375 | 2019-01-14 | KITCHEN REMODEL. SUB PANEL | HILLHOUSE ELECTRICAL | R | 3787 | 99 | 601 | 04TH ST | 221 |  | ISSUED | 2019-01-14
E201901228548 | 2019-01-22 | ADD (6) 120V OUTLETS FOR RECEPTACLES. ADD (6) 120V SWITCHES AND OUTLETS FOR AREA LIGHTING | REDLINE ELECTRIC | C | 3725 | 87 | 965 | MISSION ST |  |  | ISSUED | 2019-01-22
E201901238586 | 2019-01-23 | FIRE ALARM INSTALLATION OF (2) PULL STATIONS (4) DUCT DETECTORS (6) HORN STROBES AND (3) STROBES. (15) TOTAL DEVICES | PYRO-COMM SYSTEMS INC. | R | 3750 | 89 | 337 | 03RD ST |  |  | COMPLETE | 2019-02-06
E201901118370 | 2019-01-11 | AMEND PERMIT E201804062240 TO INLCUDE INSTALLATION OF 400A SERVICE UPGRADE (4) CKTS. | KASHANEH CONSTRUCTION | R | 3645 | 7 | 3508 | 24TH ST |  |  | ISSUED | 2019-01-11
EW201901087970 | 2019-01-08 | HORIZONTAL CABLING AND CONNECTIVITY WITH IDF ROOM BUILD OUT | MCMILLAN DATA COMMUNICATIONS | R | 3721 | 119 | 500 | HOWARD ST | 0 | 3 | ISSUED | 2019-01-08
EW201901228246 | 2019-01-22 | HORIZONTAL CABLING AND CONNECTIVITY WITH IDF ROOM BUILD OUT | MCMILLAN DATA COMMUNICATIONS | R | 3717 | 12 | 135 | MAIN ST |  | 15 | ISSUED | 2019-01-22
E201901258682 | 2019-01-25 | LOW VOLTAGE FOR TV | AA CUSTOMS | C | 492 | 11 | 2036 | LOMBARD ST |  |  | ISSUED | 2019-01-25
EW201901108012 | 2019-01-10 | REMODEL MASTER BATHROOM ADD RECEPTACLES IN MASTER CLOSET ADD POWER FOR FUTURE LANDSCAPE LIGHTS. | POLR ELECTRIC | R | 6505 | 15 | 520 | JERSEY ST |  | 1 | ISSUED | 2019-01-10
E201901148390 | 2019-01-14 | TO RENEW EXPIRED PERMIT #E201708147679 - (REPLACE MAIN ELECTRICAL GEAR 9 METERS AND 1 HOUSE METER. NO INCLUDE IN AMPAGE. GEAR BUSSING 200AMP 100AMP SERVICE #1.) | LEVEL ONE ELECTRIC | R | 656 | 22 | 2663 | CALIFORNIA ST | 0 |  | ISSUED | 2019-01-14
E201901258674 | 2019-01-25 | BASEMENT REMODEL 10 LIGHTS 6 SWITCHES 10 RECEPTACLES 1 FAN 2 SMOKE DETECTORS. | CHL CONSTRUCTION COMPANY | R | 6728 | 8 | 30 | ROANOKE ST |  |  | ISSUED | 2019-01-25
E201901168463 | 2019-01-16 | INSTALL SOLAR POWER SYSTEM. 12 PV MODULES 355 WATTS PER MODULE 4.26 DC KW RATING. PLAN # 2129 R1 | ALL BAY SOLAR | R | 6042 | 31 | 729 | BACON ST |  |  | ISSUED | 2019-01-16
EW201901077898 | 2019-01-07 | WE WILL BE INSTALLING 2 TESLA POWERWALLS AND TRENCHING ABOUT 50 FT IN DIRT TO RUN PVC CONDUIT | ALL BAY SOLAR | R | 2704 | 40 | 3224 | MARKET ST |  | 1 | COMPLETE | 2019-01-18
EW201901238271 | 2019-01-23 | FINISH ELECTRICAL FOR EXISTING PERMIT #E201901038199 | SWITCHED ELECTRIC | C | 341 | 8 | 50 | MASON ST | 0 | 1 | ISSUED | 2019-01-23
E201901148399 | 2019-01-14 | INSTALL NEW 40 AMP 240V CIRCUIT FOR NEW STOVE. | ENLIGHTENED ELECTRICAL | R | 8704 | 61 | 300 | BERRY ST | 447 |  | COMPLETE | 2019-02-01
EW201901308469 | 2019-01-30 | UNIT 34P-ADD (2) TWO OUTLETS IN THE KITCHEN. ADD (1) ONE 20A/120V CIRCUIT. | GREEN TECH ELECTRIC SOLUTIONS | C | 3707 | 63 | 680 | MISSION ST |  | 34 | ISSUED | 2019-01-30
EW201901118047 | 2019-01-11 | UNIT 12G-ADD (2) TWO OUTLETS IN THE KITCHEN. ADD (1) ONE 20A/120V CIRCUIT. | GREEN TECH ELECTRIC SOLUTIONS | C | 3707 | 63 | 680 | MISSION ST |  | 12 | ISSUED | 2019-01-11
E201901288717 | 2019-01-28 | ALL 6 UNITS: 65/65A/67/67A/69/69A WOODWARD STREET: REMODEL KITCHENS & BATHROOMS. UPGRADE NEW LIGHTS PLUGS SWITCHES. EACH UNIT INSTALL 60AMP SUBPANEL. INSTALL WIRING FOR HARD WIRED SMOKE DETECTORS. COMMON AREA - REPLACE (E) WIRING & LIGHTING WITH NEW AND IN BASEMENT AREA NEW LIGHTING. | BRIGHT LIGHTS ELECTRICAL | R | 3532 | 59 | 65 | WOODWARD ST |  |  | ISSUED | 2019-01-28
EW201901298416 | 2019-01-29 | TOTAL REWIRE OF HOUSE INCLUDING KITCHEN BEDROOM BATHROOMS DINING ROOM. NEW SUB PANEL AND USING EXISTING SERVE. | KEVIN WHITE ELECTRIC INC | R | 54 | 21 | 141 | PFEIFFER ST |  | 1 | ISSUED | 2019-01-29
EW201901298438 | 2019-01-29 | REWIRE APARTMENT TO EXISTING LOCATIONS INSTALL 100 AMP SUB PANEL | ALECO ELECTRIC | R | 1673 | 19 | 875 | 30TH AV | 0 | 2 | ISSUED | 2019-01-29
EW201901148069 | 2019-01-14 | INSTALL ACCESS CONTROL PANEL IN 15TH FLOOR 8 CARD READERS 8 DOOR CONTACTS AND 8 REQUEST TO EXIT. | JOHNSON CONTROLS SECURITY SOLUTIONS LLC | C | 3740 | 34 | 221 | MAIN ST |  | 15 | ISSUED | 2019-01-14
EW201901148078 | 2019-01-14 | INSTALL 8 ADDITIONAL CAMERAS TO AN EXISTING VIDEO SYSTEM. | JOHNSON CONTROLS SECURITY SOLUTIONS LLC | C | 3740 | 34 | 221 | MAIN ST |  | 15 | ISSUED | 2019-01-14
E201901238617 | 2019-01-23 | INSTALL FIRE ALARM SYSTEM 1 FIRE LARM CONTROL PANEL 1 ANNUCIATOR 1 FIRE ALARM COMMUNICATOR 1 SMOKE DETECTOR 7 MNAUAL PULL STATIONS 7MANUAL PULL STATIONS 7 MONITOR MODULES 12 STROBES 18 HORN/STROBES &CONNECT TO CUSTOMER OWNED 2 DUCT SMOKE DETECTORS 2 WATERFLOW SWITCH & 2 TAMPER SWITCH | JOHNSON CONTROLS SECURITY SOLUTIONS LLC | C | 4167 | 3 | 898 | PENNSYLVANIA AV |  |  | ISSUED | 2019-01-29
E201901148389 | 2019-01-14 | 1. 220 V DISCONNECT. 1. 115 V DISCONNECT. 1 GFI 1 LIGHT SWITCH. 1 RECEPTACLE. | DIAMOND ELEVATOR INC | R | 957 | 18 | 2915 | VALLEJO ST |  |  | ISSUED | 2019-01-14
E201901118363 | 2019-01-11 | UNIT #12: REPLACE KITCHEN SINK CABINETRY AND COUNTERTOP. REPLACE BATHROOM VANITY AND COUNTER. | C C I CONSTRUCTION INC | R | 1804 | 1 | 1301 | LA PLAYA * |  |  | ISSUED | 2019-01-11
E201901228560 | 2019-01-22 | INSTALL DEDICATED CIRCUIT CONDUIT FOR WATER HEATER FOR ELECTRICAL SOURCE. NEW DEDICATED CIRCUIT/GFI RECEPTICLES. | FUTURA'S PAINTING LLC | R | 7169 | 11 | 261 | FLOURNOY ST |  |  | COMPLETE | 2019-02-06
E201901148396 | 2019-01-14 | UPGRADE RESIDENTIAL WIRING 4 LIGHTS 10 SWITCHES 8 RECEPTACLES 1 DISHWASHER 2 FANS 1 MICROWAVE 1 RANGE 1 SMOKE DETECTOR 1 VACANCY SENSOR. | KADIMA-SCHOEPP INC | R | 735 | 24 | 1090 | EDDY ST |  | #402 | ISSUED | 2019-01-14
E201901188514 | 2019-01-18 | UNIT 108: ELECTRICAL WORK FOR KITCHEN AND BATHROOM REMODEL. (3) LIGHTS (5) SWITCHES (10) RECEPTACLES (1) GARBAGE DISPOSAL | NOMELLINI CONSTRUCTION * ASK FOR ID * | R | 348 | 7 | 146 | MCALLISTER ST |  |  | ISSUED | 2019-01-18
E201901088273 | 2019-01-08 | UNIT 325: ELECTRICAL WORK FOR KITCHEN AND BATHROOM REMODEL | NOMELLINI CONSTRUCTION * ASK FOR ID * | R | 303 | 1 | 825 | POST ST |  |  | ISSUED | 2019-01-08
E201901248657 | 2019-01-24 | UNIT 1008: ELECTRICAL WORK FOR KITCHEN AND BATHROOM REMODEL | NOMELLINI CONSTRUCTION * ASK FOR ID * | R | 337 | 20 | 350 | TURK ST |  |  | ISSUED | 2019-01-24
E201901258671 | 2019-01-25 | REMODEL - KITCHEN 3 BATHROOMS 2 BEDROOMS & LAUNDRY : NEW PLUGS LIGHTS SWITCHES. (N) 100AMP SUBPANEL. | ANATOLY LESLEY | R | 1353 | 7 | 37 | 05TH AV |  |  | ISSUED | 2019-01-25
E201901188512 | 2019-01-18 | ELECTRICAL WORK TO INSTALL (1) PLUG FOR FAN @ FIREPLACE | TRADISTONE | R | 2770 | 1 | 800 | CASTRO ST |  |  | ISSUED | 2019-01-18
E201901148402 | 2019-01-14 | REMODEL OF UNIT 3. NEW LIGHTS IN CEILING OF NEW KITCHEN AND BATH REPLACE OTHERS WITH LIKE KIND. 8 LIGHTS 4 SWITCHES 19 RECEPTALCES 1 FAN 1 DISHWASHER 1 GARBAGE DISPOSAL 1 RANGE. TANKLESS WATER HEATER. | VELOX CONSTRUCTION | R | 778 | 012A | 1086 | FULTON ST | 0 |  | ISSUED | 2019-01-14
E201901048225 | 2019-01-04 | INSTALL (1) FLOOR MONUMENT PROVIDE POWER FOR (N) HEATPUMP INSTALL CEILING LIGHTS @ (N) CONFERENCE ROOMS INSTALL SWITCHES @ (N) CONFERENCE ROOMS 2 LIGHTS 1 SWITCHES 2 RECEOTACLES | PA LEWIS CONSTRUCTION | C | 311 | 5 | 660 | MARKET ST |  |  | ISSUED | 2019-01-04
E201901228554 | 2019-01-22 | REMODEL 2 FULL BATHROOMS. NEW PLUGS LIGHTS SWITCHES CKTS. | A S A P CONSTRUCTION | R | 5836 | 20 | 136 | MURRAY ST |  |  | ISSUED | 2019-01-22
EW201901288395 | 2019-01-28 | ELECTRICAL RE-MODEL OF FLOORS G 1 2 3. 400A ELECTRICAL SERVICE AND SUB-PANELS. | SPECTRUM SYSTEMS SF | R | 993 | 21 | 3725 | WASHINGTON ST |  | 1 | ISSUED | 2019-01-28
E201901048204 | 2019-01-04 | UNIT 1010: INSTALL PENDENT LIGHTS VANITY LIGHTS RECESSED LIGHTS EXHAUST FAN IN BATHROOM CEILING FAN COMBO SMOKE DETECTORS (1) D/W (1) GARBAGE DISPOSAL (1) RANGE (1) MICROWAVE | D M BUILDERS | R | 8706 | 1 | 255 | KING ST |  |  | COMPLETE | 2019-01-18
EW201901148061 | 2019-01-14 | INSTALLATION OF NEW SUB-PANEL CIRCUITS LIGHTING RECEPTACLES THERMOSTATS ETC AS NEEDED. | NISSI ELECTRIC CORPORATION DBA NISSI ELE | R | 62 | 5 | 1831 | GRANT AV |  | 201 | ISSUED | 2019-01-14
E201901088285 | 2019-01-08 | ELECTRICAL FOR (2) ADA BATHROOMS. (2) FANS (2) LIGHTS (2) SWITCHES (2) RECEPTACLES | ASTORGA CONSTRUCTION INC | C | 6404 | 17 | 1201 | GENEVA AV |  |  | ISSUED | 2019-01-08
E201901158420 | 2019-01-15 | 1)REMODEL EXTG KITCHEN BATHROOM ADD ONE NEW BATH ROOM AND REWIRE NEW ELECTRICAL/LIGHTING ON 2ND FLOOR. | ON TUNG INC | R | 1427 | 7 | 215 | 06TH AV |  |  | ISSUED | 2019-01-15
EW201901077938 | 2019-01-07 | UPGRADE EXISTING MAIN SERVICE. UPGRADE TO 200 AMP SERVICE . | AUTO CHARGE ELECTRIC INC | R | 3045 | 11 | 255 | MAYWOOD DR |  | 1 | COMPLETE | 2019-01-23
EW201901017828 | 2019-01-01 | 125 AMP SERVICE UPGRADE | BLUE WOOD CONSTRUCTION INC | R | 1814 | 41 | 1426 | 40TH AV |  | 1 | CANCELLED | 2019-01-04
EW201901248334 | 2019-01-24 | FINAL INSTALLATION OF LIGHTS FIXTURES PLUGS SMOKE DETECTORS MAIN SERVICE UPGRADE | HERTZ ELECTRIC | R | 3562 | 8 | 2350 | MARKET ST |  | 2 | ISSUED | 2019-01-24
E201901088276 | 2019-01-08 | KITCHEN REMODEL INSTALL SUBPANEL 2 LIGHTS 3 SWITCHES 8 RECEPTACLES 1 FAN 1 GARBAGE DISPOSAL 1 MICROWAVE. | HERTZ ELECTRIC | R | 3515 | 1 | 200 | 12TH ST |  |  | ISSUED | 2019-01-08
E201901148408 | 2019-01-14 | T.I. FOR CHILD CARE. NEW PLUGS LIGHTS SWITCHES NEW SUBPANEL 60A. | H & L CONSTRUCTION INC | C | 2360 | 17 | 2124 | TARAVAL ST |  |  | ISSUED | 2019-01-14
E201901078234 | 2019-01-07 | KITCHEN RENOVATION UPGRADE CIRCUITS TO CODE INSTALL 19 RECESSED LIGHTS 16 LIGHTS 3 SWITCHES 13 RECEPTACLE S 1 FAN 1 DISHWASHER 1 GARBAGE DISPOSAL 1 RANGE 2 SMOKE DETECTORS | RIDGEBEAM CONSTRUCTION | C | 5515 | 30 | 534 | PRECITA AV |  |  | ISSUED | 2019-01-07
E201901078236 | 2019-01-07 | RENOVATE KITCHEN & BATHROOM INSTALL SUB PANEL 60AMP 6 CIRCUITS #8 6 LIGHTS 4 SWITCHES 1 FAN 1 MICROWAVE 1 GAS RANGE 2 SMOKE DETECTORS | RIDGEBEAM CONSTRUCTION | R | 276 | 126 | 1145 | PINE ST | 0 |  | ISSUED | 2019-01-07
E201901188533 | 2019-01-18 | UNIT 101: ELECTRICAL WIRING FOR NEW UNIT. INSTALL NEW SUBPANEL. INSTALL ALL WIRING AND FIXTURE PER APPROVED PLAN BPA # 201403271860. | VIZCON CONSTRUCTION | R | 3588 | 001C | 3527 | 18TH ST |  |  | ISSUED | 2019-01-18
E201901188534 | 2019-01-18 | UNIT 102: ELECTRICAL WIRING FOR NEW UNIT. INSTALL NEW SUBPANEL. INSTALL ALL WIRING AND FIXTURE PER APPROVED PLAN BPA # 201403271860. | VIZCON CONSTRUCTION | R | 3588 | 001C | 3527 | 18TH ST |  |  | ISSUED | 2019-01-18
E201901308793 | 2019-01-30 | REMODEL (E) KITCHEN & BATHROOM. ADD 2 BATHROOMS. NEW PLUGS LIGHTS SWITCHES. | LEADER CONSTRUCTION INC | R | 6089 | 24 | 555 | EDINBURG ST |  |  | ISSUED | 2019-01-30
EW201901148071 | 2019-01-14 | REPLACE RECESSED LIGHT BULB TO HIGH EFFICIENCY LED RELOCATE BATHROOM LIGHT AND FAN SWITCH COST: $5 000.00 | T & C ELECTRICAL INC | R | 1784 | 33 | 2436 | JUDAH ST | 0 | 1 | COMPLETE | 2019-02-06
EW201901118035 | 2019-01-11 | BOA LED CONVERSIONS ELECTRICAL AND OTHER WORK AS REQUIRED TO BRING BRANCH LIGHTING INTO COMPLIANCE WITH BANK STANDARDS FOR ILLUMINATION AROUND FINANCIAL CENTERS. ADDING 5 NEW FIXTURES REMOVE AND PATCH 5 FIXTURES AND REPLACE 8 FIXTURES. | LIN R ROGERS ELECTRICAL CONTRACTORS INC | C | 130 | 1 | 1455 | STOCKTON ST |  | 0 | ISSUED | 2019-01-11
E201901288726 | 2019-01-28 | BASEMENT REMODEL. 20 LTS 20 SWITCHES 40 RECEPTS 6 SMOKE DETECTORS 4 FANS UPGRADE SUBPANEL | BINGSHUO JACKY TANG | R | 6771 | 006A | 110 | HEARST AV |  |  | ISSUED | 2019-01-28
E201901188540 | 2019-01-18 | UNIT 4-307: ELECTRICAL WORK FOR KITCHEN AND BATHROOM REMODEL. UPGRADE/RELOCATE ELECTRICAL PANEL. ADD WASHER / VENTLESS DRYER | ROD'S GENERAL BUILDERS INC | R | 3750 | 89 | 333 | 03RD ST |  |  | ISSUED | 2019-01-18
E201901228585 | 2019-01-22 | UNIT 5404. KITCHEN 1 BATH REMODELING. UPGRADE RELOCATE ELECTRICAL. ADD VENTLESS WASHER AND DRYER. | ROD'S GENERAL BUILDERS INC | R | 3750 | 89 | 333 | 03RD ST |  |  | ISSUED | 2019-01-22
E201901078252 | 2019-01-07 | UNIT 3-909: KITHCEN AND BATHROOM REMODEL. UPGRADE/ RELOCATE ELECTRICAL PANEL. ADD WASHER AND VENTLESS DRYER. | ROD'S GENERAL BUILDERS INC | R | 3750 | 89 | 333 | 03RD ST |  |  | COMPLETE | 2019-02-01
E201901078253 | 2019-01-07 | UNIT 1505: KITHCEN AND BATHROOM REMODEL. UPGRADE/ RELOCATE ELECTRICAL PANEL. ADD WASHER AND VENTLESS DRYER. | ROD'S GENERAL BUILDERS INC | R | 813 | 8 | 1390 | MARKET ST | 0 |  | ISSUED | 2019-01-07
E201901258696 | 2019-01-25 | INSTALL NEW ELECTRICAL 6 LIGHTS 6 SWITCHES 9 RECEPTACLES 1 FANS 1 DISHWASHER 1 RANGE 6 SMOKE DETECTORS. | AXEL8 CONSTRUCTION | R | 222 | 23 | 1146 | TAYLOR ST |  | #11 | ISSUED | 2019-01-25
E201901028167 | 2019-01-02 | #4: REHABILITATE (E) KITCHEN & BATHROOM. INSTALL WASHER/DRYER | AXEL8 CONSTRUCTION | R | 183 | 9 | 1230 | JACKSON ST | 0 |  | ISSUED | 2019-01-02
E201901228575 | 2019-01-22 | INSTALL 2 RECESSED LIGHTS/FAN | GREEN BAY REMODELING INC | R | 7517 | 36 | 5140 | DIAMOND HEIGHTS BL | 204 |  | ISSUED | 2019-01-22
E201901158426 | 2019-01-15 | RESTAURANT REMODEL REF 201807053743 | EVAN PALMER | C | 646 | 3 | 1431 | POLK ST |  |  | ISSUED | 2019-01-15
E201901108319 | 2019-01-10 | PROVIDE 480V/90A 3-PHASE SUBPANEL FOR FUTURE USE | AZTEC ELECTRIC | R | 7281 | 6 | 1 | ZOO RD |  |  | COMPLETE | 2019-01-14
E201901228568 | 2019-01-22 | EXISTING PANEL IS 30A FUSE BOX. REPLACE WITH NEW PANEL (100A) AT SAME LOCATION. NO OTHER LOAD WILL BE ADDED | SOROUSH MIRZADEH | R | 6451 | 011A | 584 | CORDOVA ST |  |  | ISSUED | 2019-01-22
E201901288705 | 2019-01-28 | 1ST FLR & LOWER LEVEL. INSTALL 60 L/V CABLE DROPS | TLC TELECOM INC | C | 290 | 12 | 532 | MARKET ST | 0 |  | ISSUED | 2019-01-28
E201901158433 | 2019-01-15 | UPGRADE ALL ELECTRICAL. NEW PLUGS LIGHTS SWITCHES. RELOCATE (E) SUBPANEL. REMODEL BATHROOM& KITCHEN UPGRADES. | S & J CONSTRUCTIONS INC | R | 1678 | 16 | 5922 | FULTON ST |  |  | ISSUED | 2019-01-15
EW201901118038 | 2019-01-11 | INSTALL 1 EDR | MC MILLAN SECURITY SYSTEMS INC | C | 3708 | 95 | 560 | MISSION ST |  | 27 | ISSUED | 2019-01-11
EW201901228247 | 2019-01-22 | REWIRE UNIT WITH KITCHEN BATHROOM LAUNDRY SUB PANEL # 4 | COPPERGOLD ELECTRIC INC | R | 3544 | 60 | 241 | CHURCH ST |  | 2 | ISSUED | 2019-01-22
E201901028171 | 2019-01-02 | RESIDENTIAL REWIRE OF UNIT. | IPOWER SF ELECTRIC | R | 4008 | 11 | 568 | DE HARO ST |  |  | ISSUED | 2019-01-02
E201901228574 | 2019-01-22 | INSTALL NEW ELECTRICAL 10 LIGHTS 4 SWITCHES 8 RECEPTACLES 1 FAN 1 DISHWASHER 1 GARBAGE DISPOSAL 1 MICROWAVE 4 SMOKE DETECTORS. | BLOCK 12 CONSTRUCTION | R | 3731 | 113 | 33 | HARRIET ST | 0 | #6 | ISSUED | 2019-01-22
E201901048211 | 2019-01-04 | REPLACE ELECTRICAL LIKE FOR LIKE BRING UP TO CODE. ADDITIONAL LIGHTS IN CORRIDOR. ADD LAUNDRY. (8) LIGHTS (5) SWITCHES (12) RECEPTACLES (1) DISHWASHER (1) GARBAGE DISPOSAL (1) MICROWAVE (1) RANGE (2) SMOKE DETECTORS. | BAY PRO PROPERTY SOLUTIONS INC | R | 648 | 38 | 1817 | CALIFORNIA ST | 106 |  | ISSUED | 2019-01-04
E201901178494 | 2019-01-17 | INSTALL TESLA CHARGER NEMA 240V 32A. | EVCHARGER EXPERT | R | 2700 | 31 | 4660 | 19TH ST |  |  | COMPLETE | 2019-02-01
E201901078246 | 2019-01-07 | WE WILL INSTALL TESLA CAR CHARGER 240V - 32A AT GARAGE | EVCHARGER EXPERT | R | 634 | 55 | 2528 | CALIFORNIA ST |  |  | COMPLETE | 2019-01-17
E201901148398 | 2019-01-14 | INSTALL NEW CELING LIGHTS (65) INSTALL NEW OUTLETS/RECEPTACLES (12) INSTALL NEW SWITCHES (14) 2 FANS 1 DISHWASHER 1 GARBAGE DISPOSAL 1 MICROWAVE 2 SMOKE DETECTORS. | PROFESSIONAL CONTRACTING INC | C | 654 | 001B | 2043 | FILLMORE ST |  |  | REINSTATED | 2019-01-24
E201901028177 | 2019-01-02 | TENANT IMPROVEMENT INSTALL 80 LIGHTS 12 LIGHTS 60 RECEPTACLES. | BIRD ELECTRIC INC | C | 0786A | 1 | 401 | VAN NESS AV |  | #310 | ISSUED | 2019-01-02
E201901088290 | 2019-01-08 | REMODEL KITCHEN AND BATHROOM. INSTALL SUB PANEL INSTALL 9 LED LIGHTS 4 SWITCHES 5 RECEPTACLES 1 FAN AND 1 GARBAGE DISPOSAL. | INSPIRATION BUILDERS | R | 4099 | 46 | 577 | ARKANSAS ST |  |  | ISSUED | 2019-01-08
EW201901148077 | 2019-01-14 | FULL HOUSE REWIRING | BV ELECTRIC INCORPORATED | R | 6726 | 029A | 599 | CHENERY ST |  | 1 | ISSUED | 2019-01-14
EW201901158117 | 2019-01-15 | 100AMP PANEL UPGRADE | BV ELECTRIC INCORPORATED | R | 867 | 2 | 149 | FILLMORE ST |  | 1 | COMPLETE | 2019-01-23
E201901048218 | 2019-01-04 | INSTALL NOTIFICATION APPLIANCES TO AN (E) FIRE SPRINKLER ALARM MONITORING SYSTEM TO COMPLY W/ NFPA 72 AND ALL OTHER APPLICABLE CODES | ADT LLC | C | 3779 | 166 | 750 | BRANNAN ST |  |  | ISSUED | 2019-01-04
E201901298734 | 2019-01-29 | REPLACE RECEPTICALS AND ADD RECESS LIGHTING |  | R | 5638 | 4 | 660 | PERALTA AV |  |  | ISSUED | 2019-01-29
E201901148409 | 2019-01-14 | FEEDERS NO. & SIZE: 3-4/0; 20 CIRCUITS; PANELBOARDS / SWITCHBOARDS NO. & SIZES: 1- 225AMP SUB-PANEL; TRANSFORMERS NO. & SIZES: 1-75KVA; 42 SPACE SUB-PANEL EV MASTER CONTROLLERS 20 EV CHARGERS REPEATER AND SIGNAL BOOSTER. |  | C | 788 | 1 | 355 | MCALLISTER ST |  | 2 | ISSUED | 2019-01-23
EW201901298414 | 2019-01-29 | PINTEREST - LIGHTING UPGRADE CONTROLS POWER FIRE ALARM HVAC | MCMILLAN BROS ELECTRIC INC | C | 3780 | 004D | 808 | BRANNAN ST |  | 1 | ISSUED | 2019-01-29
EW201901047880 | 2019-01-04 | TENANT IMPROVEMENT | MCMILLAN BROS ELECTRIC INC | C | 3708 | 43 | 595 | MARKET ST |  | 6 | CANCELLED | 2019-01-22
EW201901238285 | 2019-01-23 | MINDBODY - POWER FURN. FEEDS RECEPTACLES | MCMILLAN BROS ELECTRIC INC | C | 3708 | 96 | 55 | 02ND ST | 0 | 575 | CANCELLED | 2019-02-05
EW201901077913 | 2019-01-07 | 3RD FLOOR COMMON AREA TI INCLUDING LIGHTING POWER AND FIRE ALARM DEVICES. GUEST ROOMS - FIRE ALARM DEVICES ONLY @ MARRIOTT - PIER 2620 - 2620 JONES STREET. | PAGANINI ELECTRIC CORP(SEE SIGNATORIES) | C | 29 | 3 | 2620 | JONES ST |  | 3 | ISSUED | 2019-01-07
EW201901238298 | 2019-01-23 | LIGHTING POWER AND LIFE SAFETY DEVICES @ FARALLON GYM - 1 MARITIME PLAZA BASEMENT | PAGANINI ELECTRIC CORP(SEE SIGNATORIES) | C | 204 | 21 | 1 | MARITIME PZ |  | 0 | ISSUED | 2019-01-23
EW201901248314 | 2019-01-24 | EC2162. 14TH FLR ELECTRICAL T.I | C B F INC | C | 3708 | 56 | 525 | MARKET ST |  | 14 | ISSUED | 2019-01-24
EW201901158112 | 2019-01-15 | LIFE SAFETY/ELEC - F&I (5) CEILING SPEAKER STROBES - ES7897 | C B F INC | C | 208 | 28 | 655 | MONTGOMERY ST |  | 1230 | ISSUED | 2019-01-15
EW201901158109 | 2019-01-15 | LIFE SAFETY/ELEC UPGRADE ES7896 | C B F INC | C | 208 | 28 | 655 | MONTGOMERY ST |  | 1200 | ISSUED | 2019-01-15
EW201901178162 | 2019-01-17 | LIGHT FIXTURES & RECEPTACLE - ES7967 | C B F INC | C | 3708 | 59 | 595 | MARKET ST |  | 17 | ISSUED | 2019-01-17
EW201901268365 | 2019-01-26 | REPLACEMENT OF EXISTING 100A SERVICE WITH NEW 200A SERVICE NEW CSED 2-INCH OVERHEAD CONDUIT FEED. UPGRADED GROUNDING AND BONDING SYSTEM AS PER CODE. | IKE'S ELECTRIC | R | 3626 | 019A | 933 | NOE ST |  | 1 | ISSUED | 2019-01-26
E201901158435 | 2019-01-15 | UNIT # 4: 5 NEW LIGHT 3 SWITHCES 6 RECEPTACLES 1 FANS 1 SMOKE DETECTOR FOR BATHROOM REMODEL. | RAINBOW CHOY HUNG & CO | R | 179 | 32 | 111 | TRENTON ST | 0 |  | ISSUED | 2019-01-15
EW201901087953 | 2019-01-08 | INSTALL (232) CABLES ON THE 30TH FLOOR FOR SALESFORCE - 184539-P4C-30 | METROPOLITAN ELECTRICAL CONSTRUCTION | C | 3709 | 006A | 50 | FREMONT ST |  | 30 | ISSUED | 2019-01-08
E201901158429 | 2019-01-15 | WATER DAMANGE REPAIR: REPAIR WORK IN 2 SIDE BY SIDE BATHROOMS ON MAIN (UPPER) LEVEL. REPLACE (E) IN SAME LOCATION. | SHANTA CARPENTRY & CONSTR | R | 7551 | 30 | 5529 | DIAMOND HEIGHTS BL |  |  | ISSUED | 2019-01-15
EW201901077934 | 2019-01-07 | WORKING IN UNIT 3: INSTALL 1X 60AMP SUB PANEL 2X DEDICATED OUTLET IN KITCHEN | TAI LAM MAK | R | 1193 | 9 | 2108 | HAYES ST |  | 3 | COMPLETE | 2019-01-10
EW201901248331 | 2019-01-24 | UNIT RE WIRE | PADILLA'S ELECTRIC | R | 1022 | 16 | 430 | PRESIDIO AV |  | 3 | ISSUED | 2019-01-24
E201901048203 | 2019-01-04 | 3906-3908 24TH ST. AMEND PERMIT #E201803081564 TO REFLECT CORRECT ADDRESS. | JOHN BUCKLEY ELECTRIC | R | 3654 | 40 | 3906 | 24TH ST |  |  | ISSUED | 2019-01-04
E201901148404 | 2019-01-14 | (N) LIGHTS SWITCHES & RECEPTACLES IN KITHCEN DINING LIVING BATH (3) STUDY BEDROOMS(3) FAMILY LAUNDRY MEDIA FOYER AND GARAGE. 200 AMP SERVICE. 84 LIGHTS 32 SWITCHES 51 RECEPTACLES 1 DISHWASHER 1 GARBAGE DISPOSAL 1 MICROWAVE 1 RANGE 5 SMOKE DETECTORS. WASHER/DRTER (GAS) | J K CONSTRUCTION CO | R | 2443 | 4 | 2527 | 42ND AV |  |  | ISSUED | 2019-01-14
E201901298763 | 2019-01-29 | UNIT 24: KITCHEN & BATH REMODEL | SURE INC. | R | 1023 | 21 | 3098 | CALIFORNIA ST |  |  | ISSUED | 2019-01-29
E201901308772 | 2019-01-30 | UNIT 101: KITCHEN & BAHTROOM REMODEL. 6 LIGHTS 6 SWITCHES 20 RECEPTACLES 2 FANS 1 DISHWASHER 1 GARBAGE DISPOSAL 1 MICROWAVE. | SURE INC. | R | 3544 | 6 | 140 | DOLORES ST | 0 |  | ISSUED | 2019-01-30
E201901258678 | 2019-01-25 | EREMODEL EXISTING BATHROOM ON SECOND FLOOR | LEI'S CONSTRUCTION CO | R | 3594 | 35 | 540 | SHOTWELL ST |  |  | ISSUED | 2019-01-25
EW201901027830 | 2019-01-02 | REQUESTING TEMP POWER PERMIT FOR GROUNDING AND SWITCHBOARD INSPECTIONS UNDER EXISTING USE PERMIT. WILL PULL COMPLETE ELECTRICAL PERMIT ONCE BUILDING PERMIT IS ISSUED. | CONTRA COSTA ELECTRIC INC | C | 811 | 10 | 200 | VAN NESS AV |  | 1 | ISSUED | 2019-01-02
E201901298750 | 2019-01-29 | MB4 LEVEL 4 ENTIRE FLOOR. WE WILL PROVIDE ELCTRICAL-LIGHTS/POWER LIFE SAFETY AND GENERATORS/TRANSFORMERS/PANELS. | SPRIG ELECTRIC | C | 8722 | 1 | 300 | 16TH ST |  |  | ISSUED | 2019-01-29
E201901098303 | 2019-01-09 | KITCHEN AND BATHROOM REMODEL NEW SUBPANEL 4 LIGHTS 4 SWITCHES 8 RECEPTACLES 2 FANS 1 DISHWASHER 1 GARBAGE DISPOSAL 1 MICROWAVE 1 RANGE. | HOLEC ELECTRIC | R | 919 | 006C | 2195 | BEACH ST |  |  | ISSUED | 2019-01-09
E201901118352 | 2019-01-11 | UPGRADE RESIDENTIAL ELECTRICAL 40A SUBPANEL 4 LIGHTS 5 LIGHTS 3 RECEPTACLES 1 FAN. | KLESTOFF ELECTRIC | R | 1054 | 27 | 2883A | BUSH ST |  |  | ISSUED | 2019-01-11
EW201901188198 | 2019-01-18 | INSTALLATION OF 2 EXHAUST FANS IN COMMON AREA BATHROOMS ON 2ND AND 3RD FLOOR. | KORBES ELECTRIC | R | 3608 | 10 | 996 | VALENCIA ST |  | 2 | ISSUED | 2019-01-18
EW201901158113 | 2019-01-15 | 01-150670 - 44 MONTGOMERY ST - 44 MONTGOMERY ST 41ST FLOOR - SAN FRANCISCO - CONTACT TONY DIMAGGIO - 415-760-2125 | W. BRADLEY ELECTRIC | C | 291 | 12 | 44 | MONTGOMERY ST | 0 | 41 | ISSUED | 2019-01-15
EW201901218235 | 2019-01-21 | FLOOR JOB LOCATION- GROUND 200AMP ELECTRICAL SERVICE -UPGRADE- OVERHEAD 2/0 WIRE - GROUNDING / BONDING 4-CIRCUITS | BAJADA ELECTRIC INC | R | 1599 | 23 | 778 | 46TH AV |  | 0 | ISSUED | 2019-01-21
EW201901288407 | 2019-01-28 | INSTALL ADDITIONAL OUTLETS IN KITCHEN COUNTERTOP | J L ELECTRIC | R | 1417 | 35 | 5419 | CALIFORNIA ST |  | 0 | ISSUED | 2019-01-28
EW201901047881 | 2019-01-04 | REMOVE AND REPLACE CONVENIENCE OUTLET. REMOVE AND REPLACE LIGHT FIXTURE. INSTALL 30A OUTLET FOR COFFEE MACHINE. INSTALL 40 A OUTLET FOR DOUGH MIXER. | LOI ELECTRIC COMPANY | C | 3727 | 5 | 160 | 07TH ST |  | 1 | COMPLETE | 2019-01-24
E201901148387 | 2019-01-14 | REWIRE BATH AND KITCHEN LED LIGHTS IN BACK STAIRS. LED LIGHTS IN BASEMENT. 29 LIGHTS 15 SWITCHES 18 RECEPTACLES 1 FAN 1 DISHWASHER 1 GARBAGE DISPOSAL. | M T ELECTRIC | R | 4004 | 11 | 276 | CONNECTICUT ST | 0 | 3/F & BSMT | ISSUED | 2019-01-14
E201901168458 | 2019-01-16 | UFER GROUND | K C CHOW ELECTRIC CO | R | 5329 | 11 | 1952 | QUESADA AV |  |  | ISSUED | 2019-01-16
EW201901288403 | 2019-01-28 | 133 WORKSTATIONS FOR MODULAR PARTITION | SERVICE WEST INC | C | 266 | 9 | 1 | FRONT ST |  | 15 | COMPLETE | 2019-01-31
EW201901288402 | 2019-01-28 | 136 WORKSTATION FOR MODULAR PARTITION ONLY | SERVICE WEST INC | C | 266 | 9 | 1 | FRONT ST |  | 12 | ISSUED | 2019-01-28
EW201901148073 | 2019-01-14 | 51 WORKSTATIONS FOR MODULAR PARTITION ONLY. | SERVICE WEST INC | C | 207 | 32 | 600 | MONTGOMERY ST |  | 1250 | COMPLETE | 2019-01-29
E201901108322 | 2019-01-10 | UPGRADE RESIDENTIAL ELECTRICAL INSTALL 100A SERVICE 4 LIGHTS 3 SWITCHES 10 RECTACLES 1 FAN 1 DISHWASHER 1 GARBAGE DISPOSAL 3 SMOKE DETECTORS. | BURKS ELECTRIC CO | R | 2614 | 79 | 2443 | 15TH ST |  |  | ISSUED | 2019-01-10
EW201901047879 | 2019-01-04 | INSTALL 14) RECESSED LED LIGHT FIXTURES 1) SWITCH 1) PLUG IN LIVING AND DINING ROOM | E A ELECTRIC | R | 1136 | 45 | 124 | BEAUMONT AV | 0 | 2 | COMPLETE | 2019-01-16
EW201901097994 | 2019-01-09 | INSTALL 240 VOLT DEDICATED CIRCUIT IN GARAGE. | GRANITE ELECTRIC | R | 7531 | 18 | 41 | ORA WY |  | 1 | COMPLETE | 2019-01-11
EW201901188211 | 2019-01-18 | 10 RECESSED LIGHTS AT LIVING ROOM 6 RECESSED LIGHTS AT DINING ROOM CAR CHARGER CIRCUIT AT GARAGE. | GRANITE ELECTRIC | R | 1308 | 20 | 247 | SEACLIFF AV |  | 1 | COMPLETE | 2019-01-25
EW201901097989 | 2019-01-09 | -CHANGE OUT FEDERAL PACIFIC [STABLOCK BREAKERS] PANEL AT MAIN DISTRIBUTION WITH CUTLER HAMMER PANEL/BREAKERS. | WELLS ELECTRICAL INC | R | 1279 | 48 | 598 | BELVEDERE ST |  | 1 | ISSUED | 2019-01-09
E201901038190 | 2019-01-03 | INSTALL 50A SUBPANEL. (6) LIGHTS (4) SWITCHES (16) RECEPTACLES (1) FAN (1) DISHWASHER (2) SMOKE DETECTORS | ZHAO ELECTRIC CO | R | 6418 | 29 | 615 | PRAGUE ST |  |  | ISSUED | 2019-01-03
EW201901218223 | 2019-01-21 | TENANT IMPROVEMENT ON GROUND FLOOR- EXPOSED CONDUIT FOR RECEPTACLES AND EQUIPTMENT. DROPPED CEILING FOR LIGHTING. NEW LOADCENTER. | MAL ROGERS ELECTRIC | C | 3526 | 019B | 1155 | BRYANT ST |  | 1 | ISSUED | 2019-01-21
EW201901118044 | 2019-01-11 | ADD SUB PANEL 60 AMP KITCHEN ADD NEW CIRCUIS FOR 2 COUNTERS DISH/DISP STOVE HOOD 1 SURFACE MOUNTED LED BATH ADD FAN UPDATE 2 LIGHTS LED 4 INCH 6 SWITCHES 6 WALL SCONCES 2 LED DOWN LTS 1 CEILING SURFACE MOUNTED LT. 3 SMOKE DETECTORS (SMOKE/CARBON COMBO) ON 1 1 OUTDOOR GFI SWITCH AND LIGHT. | ELECTRICAL SYSTEMS | R | 2123B | 001K | 8 | CRAGMONT AV |  | 1 | ISSUED | 2019-01-11
E201901088270 | 2019-01-08 | REWIRE ENTIRE (1 HOUSE. (40) LIGHTS (20) SWITCHES (30) RECEPTACLES (1) DISHWASHER (1) GARBAGE DISPOSAL (1) MICROWAVE (1) RANGEM (10) SMOKE DETECTORS | C & K HOUSING CONST CO *CK ID* | R | 6965B | 34 | 651 | GENEVA AV |  |  | ISSUED | 2019-01-08
E201901078255 | 2019-01-07 | UNIT 3. REMODEL KITCHEN AND BATHROOMS ADD 1 BEDROOM AND 1 BATHROOM. LTS SWITCHES RECEPTS FANS DISHWASHERS | THE BAY CONSTRUCTION CO | R | 1538 | 10 | 471 | 06TH AV |  |  | ISSUED | 2019-01-07
E201901248644 | 2019-01-24 | REPLACE 6 LIGHTS IN MAIN ROOM AND 1 IN TOILET 15 WATTS LEDS REPLACE 3 PLUGS SIZE 12 WIRES | TOMMY K WOO | R | 543 | 29 | 1849 | UNION ST |  |  | ISSUED | 2019-01-24
EW201901178167 | 2019-01-17 | DATA PERMIT FOR NEW CABLING | E. J. WEBER ELECT.CO INC | C | 3539 | 1 | 45 | CASTRO ST |  | 4 | ISSUED | 2019-01-17
E201901238602 | 2019-01-23 | REWIRE BATHROOM 4 LIGHTS 2 SWITCHES 1 RECEPTACLES 1 FAN 1 SMOKE DETECTOR. | VETERANS ELECTRIC | R | 3276 | 2 | 110 | KENWOOD WY |  |  | ISSUED | 2019-01-23
E201901118347 | 2019-01-11 | ALL UNITS 1-10: EACH UNIT: INSTALL NEW 40A SUBPANEL NEW GFCI TO KITCHEN & BATHROOM NEW BATHROOM EXHAUST FANS REPLACE LIGHTS FIXTURES WITH LED LIGHTS. BRING UP TO CODE. | AMONE CORP | R | 6570 | 1 | 3353 | 26TH ST | 0 | UNITS 1-10 | ISSUED | 2019-01-11
EW201901118045 | 2019-01-11 | SURVEY INSPECTION | B V ELECTRIC | R | 6283 | 006A | 246 | DUBLIN ST |  | 1 | COMPLETE | 2019-01-16
EW201901158104 | 2019-01-15 | 18-0544 - CABLING | BEI CONSTRUCTION INC. | C | 3735 | 63 | 222 | 02ND ST |  | 22 | ISSUED | 2019-01-15
EW201901188206 | 2019-01-18 | MODULAR FURNITURE INSTALLATION | ADVANCED INSTALLATION SERVICES LLC | C | 258 | 32 | 601 | CALIFORNIA ST | 0 | 1210 | COMPLETE | 2019-01-24
EW201901077923 | 2019-01-07 | REPLACE EXISTING MAIN ELECTRICAL SERVICE 120/240 VOLTS 100 AMPS UPGRADE MAIN ELECTRICAL SERVICE UP TO 200 AMPS | TORRES ELECTRIC | R | 818 | 44 | 468 | FELL ST | 0 | 0 | ISSUED | 2019-01-07
EW201901188204 | 2019-01-18 | UNIT REMODEL. | CHASOV ELECTRICAL VOICE & DATA | R | 1205 | 37 | 403 | BRODERICK ST | 3 | 3 | ISSUED | 2019-01-18
EW201901087940 | 2019-01-08 | NEW ENTRY AND LOBBY. | LIGHTHOUSE ELECTRIC | C | 85 | 5 | 1301 | SANSOME ST |  | 1 | ISSUED | 2019-01-08
EW201901218230 | 2019-01-21 | INSTALL FIRE SPRINKLER MONITORING SYSTEM | SAN FRANCISCO FIRE PROTECTION | R | 3622 | 7 | 850 | NOE ST |  | 0 | ISSUED | 2019-01-21
E201901288716 | 2019-01-28 | AMEND PERMIT # EW201901148083 TO REFLECT CORRECT ADDRESS. 688 VERMONT ST | BAY ELECTRIC | R | 4028 | 001E | 688 | VERMONT ST |  |  | ISSUED | 2019-01-28
E201901178481 | 2019-01-17 | REMODEL BATHROOM AND CHANGE KITCHEN COUNTER.. ALL FIXTURES SAME LOCATION | G M M CONSTRUCTION CO | R | 1189 | 18 | 2095 | FULTON ST |  |  | ISSUED | 2019-01-17
E201901258666 | 2019-01-25 | NEW 200 AMP SERVICE BRING TO BATHROOMS UP TO CODE BRING LAUNDRY UP TO CODE ADD INFRARED HEATERS AT ROOF. | LUPO DEVELOPMENT CONSTRUCTION | R | 67 | 013C | 2316 | LEAVENWORTH ST |  |  | ISSUED | 2019-01-25
EW201901308449 | 2019-01-30 | INCLUDES REPLACING LIGHT FIXTURES ONE FOR ONE AND ADDING/OR REPLACING SWITCHES AND RECEPTACLES. INCLUDES INSTALLING NEW SUB PANEL IN NEW LOCATION. | HAROLD E NUTTER INC. | C | 471 | 3 | 3400 | LAGUNA ST | 0 | 1 | ISSUED | 2019-01-30
E201901108318 | 2019-01-10 | SAFE OFF OF ELECTRICLAL SYSTEMS IN BUILDING SO DEMO CAN BE PERFORMED BY OTHERS. | HAROLD E NUTTER INC. | C | 7295 | 4 | 400 | WINSTON DR |  |  | COMPLETE | 2019-01-28
EW201901238280 | 2019-01-23 | NEW SUB PANEL. NEW LAUNDRY CIRCUIT. NEW LIGHT CURCUIT AND 3 RECESSED LIGHTS | WIES ELECTRIC | R | 1380 | 12 | 167 | 20TH AV |  | 1 | ISSUED | 2019-01-23
E201901048229 | 2019-01-04 | PG&E SERVICE WIRES EXTENSION FROM EXISTING CT CABINET TO NEW METER C+ COMBO CABINET VIA (2) 3" RIGID CONDUITS EACH WITH 3 -500MCM + 1-#2 THWN COPPER WIRES. AS PROPOSED BY PG&E. WILL NEED METER RELEASE INSPECTION FOR DAY OF SHUT DOWN FOR THE RECONNECTION TO UTILITY GRID. | SUN FIRST SOLAR | R | 508 | 12 | 3100 | WEBSTER ST |  |  | ISSUED | 2019-01-04
E201901168468 | 2019-01-16 | 1 EXTERIIOR SIGN "AYALA" | AD ART INC. | C | 307 | 7 | 386 | GEARY ST |  | 1/F | ISSUED | 2019-01-16
EW201901298417 | 2019-01-29 | MODIFICATION OF AN EXISTING FIRE ALARM SYSTEM BY UPGRADING THE FIRE ALARM CONTROL PANEL TO ONE THAT CAN SUPPORT MORE ZONES AND ADD AN INPUT MODULE TO MONITOR THE NEW HOOD ANSUL SYSTEM. | CRIME WATCH SECURITY SYSTEMS INC | R | 3926 | 2 | 298 | ALABAMA ST |  | 1 | ISSUED | 2019-01-29
EW201901108016 | 2019-01-10 | MODIFICATION AN EXISTING FIRE ALARM SYSTEM BY UPGRADING THE EXISTING FACP TO AN INTELLIGENT ONE UPGRADE EXISTING SMOKES AND PULLS TO BE COMPATIBLE TO NEW FACP AND ADD INPUT MODULES TO MONITOR NEW SPRINKLER WATER FLOW AND TAMPER DEVICES AND ADD LOW FREQUENCY SOUNDERS IN ALL SLEEPING AREAS TO MEET 75DB ABOVE PILLOW PER SFFD BULLETIN 1103.7.6 | CRIME WATCH SECURITY SYSTEMS INC | R | 119 | 7 | 1717 | MASON ST |  | 1 | ISSUED | 2019-01-10
EW201901108014 | 2019-01-10 | RE ROUTE EXISTING CABLES SUPPLYING CIRCUITS TO EXISTING UNITS TO ALLOW FOR NEW STRUCTURAL BEAMS AND STEEL PERTAINING TO RETROFIT WORK INSTALL NEW SERVICE . | J O'DRISCOLL ELECTRICAL | R | 1242 | 5 | 909 | BUENA VISTA WEST AV |  | 1 | ISSUED | 2019-01-10
EW201901228254 | 2019-01-22 | NEW CONSTRUCTION - WIRE HOUSE | JALILIE ELECTRIC INC /RIDGEWAY ELECTRIC | R | 5541 | 25 | 319 | RUTLEDGE ST |  | 1 | ISSUED | 2019-01-22
EW201901148084 | 2019-01-14 | E201811157229 SEPARATE PANEL. | JALILIE ELECTRIC INC /RIDGEWAY ELECTRIC | R | 1241 | 009A | 21 | BUENA VISTA EAST AV |  | 1 | ISSUED | 2019-01-14
EW201901308477 | 2019-01-30 | INSTALL MODULAR SPINE FENCE WITH MODULAR ELECTRICAL TO POWER HEIGHT ADJUSTABLE TABLES. | SINGLESOURCE INC. | C | 85 | 5 | 1301 | SANSOME ST |  | 4 | ISSUED | 2019-01-30
EW201901168135 | 2019-01-16 | NEW 60A/240V 20/40 SLOTS SUB-PANEL KITCHEN AND LAUNDRY NEW WIRING | ELECTRO INTEGRITY | R | 1530 | 009C | 447 | 14TH AV | 0 | 1 | ISSUED | 2019-01-16
E201901158442 | 2019-01-15 | ELECTRICAL WORK FOR BASEMENT IMPROVEMENT. RECONDITION AREA. NEW WIRING THROUGHOUT. NEW OUTLETS AND LIGHTING. NEW CIRCUITS. (22) LIGHTS (19) SWITCHES (22) RECEPTACLES (1) FAN (3) SMOKE DETECTORS. | DOUBLE E D CONSTRUCTION INC | R | 865 | 7 | 61 | POTOMAC ST |  |  | ISSUED | 2019-01-15
EW201901298434 | 2019-01-29 | INSTALLATION OF STANCHIONS AND CONDUCTORS FOR A FUTURE ROOFTOP PHOTOVOLTAIC SYSTEM. | LUMINALT ENERGY CORPORATION | R | 1673 | 3 | 811 | 30TH AV |  | 1 | ISSUED | 2019-01-29
EW201901168154 | 2019-01-16 | INSTALL TESLA WALL CONNECTOR IN GARAGE ON DEDICATED CIRCUIT 240V - 60 AMP | LUMINALT ENERGY CORPORATION | R | 2721 | 50 | 95 | SAINT GERMAIN AV |  | 1 | ISSUED | 2019-01-16
EW201901248326 | 2019-01-24 | TO INSTALL NEW WIRING IN BATHROOM AND BEDROOM. TO UPGRADE PANEL. | AMPLEX ELECTRICAL INC | R | 66 | 12 | 896 | LOMBARD ST |  | 2 | ISSUED | 2019-01-24
EW201901168143 | 2019-01-16 | REWIRE KITCHEN AREA | ELENEY ELECTRIC | R | 539 | 40 | 2204 | GREEN ST |  | 1 | ISSUED | 2019-01-16
E201901248643 | 2019-01-24 | UNIT # 4416: REMODEL KITCHEN AND BATHROOM IN KIND. 5 LIGHTS 7 SWITCHES 9 RECEPTACLES 1 DISHWASHER 1 G.D 1 MICROWAVE 1 RANGE 1 S.D. | REGENCY GENERAL CONTRACTORS INC | R | 32 | 2 | 260 | BAY ST |  |  | ISSUED | 2019-01-24
EW201901118046 | 2019-01-11 | INSTALLATION OF 1 (N) JUICEBOX PRO 40 EV CHARGER INSIDE GARAGE. INSTALLATION OF 1 (N) 14-50 OUTLET INSIDE GARAGE. INSTALLATION OF 1 (N) 40AMP 2-POLE BREAKER IN SUBPANEL LOCATED IN GARAGE. | SUN SOLAR ELECTRIC | R | 6600 | 037B | 231 | DUNCAN ST |  | 1 | ISSUED | 2019-01-11
E201901298753 | 2019-01-29 | INSTALLATION OF OF DEDICATED FUNCTION SPRINKLER MONITORING | BAY ALARM COMPANY | R | 1284 | 4 | 1219 | COLE ST |  |  | ISSUED | 2019-01-29
E201901148394 | 2019-01-14 | INSTALLATION OF A DEDICATED FUNCTION SPRINKLER MONITORING. | BAY ALARM COMPANY | R | 5541 | 25 | 319 | RUTLEDGE ST |  | GARAGE | ISSUED | 2019-01-14
E201901298737 | 2019-01-29 | INSTALL SOLAR POWER SYSTEM. 16 PV MODULES 325 WATTS PER MODULE 5.2 DC KW RATING. PLAN # 2180 | TESLA ENERGY OPERATIONS | R | 1866 | 2 | 1511 | 20TH AV |  |  | ISSUED | 2019-01-29
EW201901148059 | 2019-01-14 | INSTALL 13.5KWH ENERGY STORAGE SYSTEM | TESLA ENERGY OPERATIONS | R | 5892 | 32 | 78 | NEY ST |  | 0 | COMPLETE | 2019-01-25
E201901028174 | 2019-01-02 | ELECTRICAL & LIGHTING NEW STUDY GUEST BEDROOM BATH AND LAUNDRY @ 1ST FLOOR | SUN WU LIU DBA GOLDEN WU CONSTRUCTION IN | R | 7028A | 2 | 279 | NIAGARA AV |  | G/F | ISSUED | 2019-01-02
EW201901218236 | 2019-01-21 | INSTALL UFER GROUND | 328 CONSTRUCTION | R | 6520 | 33 | 1011 | SHOTWELL ST |  | 1 | COMPLETE | 2019-01-24
E201901248634 | 2019-01-24 | UPGRADE SERVICE TO 200A FROM 100A. (104) LIGHTS (27) SWITCHES (213) RECEPTACLES (4) FANS | EASTWOOD DEVELOPMENT INCORPORATED | R | 1448 | 23 | 368 | 17TH AV |  |  | ISSUED | 2019-01-24
EW201901118031 | 2019-01-11 | MODULAR ELECTRICAL SYSTEM FOR SEATING UNIT | ALL MODULAR SYSTEMS INC. | C | 204 | 21 | 1 | MARITIME PZ |  | 8 | ISSUED | 2019-01-11
EW201901037861 | 2019-01-03 | INSTALLATION OF (6) WORKSTATIONS | ALL MODULAR SYSTEMS INC. | C | 196 | 23 | 500 | WASHINGTON ST |  | 5 | ISSUED | 2019-01-03
EW201901248337 | 2019-01-24 | UPGRADE OVERHEAD SERVICE FROM 100 AMP TO 125 AMP REMOVE INSIDE METER AND PANEL TO OUTSIDE ADD TWO OUTDOOR GFCI. | JAMES' ELECTRIC COMPANY | R | 1867 | 1 | 1701 | KIRKHAM ST |  | 1 | ISSUED | 2019-01-24
EW201901258352 | 2019-01-25 | CAT6 CABLING FOR AV AND GYM EQUIPMENT INCLUDING (34) CABLES @ FARALLON CAPITAL GYM - 1 MARITIME PLAZA BASEMENT | PAGANINI COMMUNICATIONS INC | C | 204 | 21 | 1 | MARITIME PZ |  | 0 | ISSUED | 2019-01-25
E201901048230 | 2019-01-04 | UFER GROUND | VECTOR CONSTRUCTION INC. | R | 939 | 2 | 3079 | BRODERICK ST |  |  | COMPLETE | 2019-01-09
EW201901087955 | 2019-01-08 | KITCHEN REMODEL ADDING 60 AMP SUB PANEL | NEWGRANGE ELECTRICAL | R | 2772 | 45 | 4049 | 22ND ST |  | 1 | ISSUED | 2019-01-08
E201901118343 | 2019-01-11 | RESTAURNAT TI PROVIDE POWER TO HOOD AND MAKEUP AIR 2 SWITCHES 12 RECEPTACLES 4 LIGHTS. | D A W ELECTRIC INC | C | 3582 | 57 | 4092 | 18TH ST |  |  | ISSUED | 2019-01-11
E201901178491 | 2019-01-17 | SOLAR: 13 PV MODULES 305 WATTS PER MODULE 3.97 (DC) KW. | CLEAN SOLAR INC | R | 2773 | 8 | 566 | EUREKA ST |  |  | ISSUED | 2019-01-17
E201901228545 | 2019-01-22 | LOW VOLTAGE CABLE. 40 CABLES | CORLAN INC | R | 266 | 8 | 98 | BATTERY ST |  |  | ISSUED | 2019-01-22
EW201901308441 | 2019-01-30 | INSTALL (26) CAT 6 CABLES IN THE CEILING FROM THE SERVER ROOM TO THE WORKSTATIONS IN SUITE 150. | I M G TECHNOLOGIES INC | C | 291 | 12 | 44 | MONTGOMERY ST | 0 | 150 | ISSUED | 2019-01-30
EW201901248325 | 2019-01-24 | INSTALLATION OF A 2.16 KW (DC) 1.814 KW (AC) ROOF MOUNTED PV SYSTEM WITH (6) SOLARIA 360W MODULES (6) ENPHASE MICROINVERTERS AND AN ENPHASE COMBINER BOX - 6 ROOF-MOUNTED SOLAR PV MODULES 360 WATTS PER MODULE 6 INTERACTIVE INVERTER TOTAL NO. OF RATING 1.814 KW. | SWANROCK INC. DBA: SKYTECH SOLAR | R | 6170 | 20 | 240 | WARD ST |  | 2 | ISSUED | 2019-01-24
EW201901238264 | 2019-01-23 | KITCHEN BATHROOM HALLWAY STAIRS LIVING AND DINNING ROOM REWIRE. | PAURIC ELECTRIC | R | 492 | 21 | 1937 | CHESTNUT ST |  | 2 | ISSUED | 2019-01-23
EW201901238302 | 2019-01-23 | REPLACE THE EXISTING THREE MAIN WITH PANEL TO BE 60 AMP EACH TOTALLY 3 PANELS | S W E ASSOCIATES INC | R | 64 | 4 | 2043 | POWELL ST |  | 1 | COMPLETE | 2019-02-01
EW201901077916 | 2019-01-07 | HORIZONTAL CABLING AND CONNECTIVITY WITH MDF ROOM BUILD OUT | MCMILLAN DATA COMMUNICATIONS | R | 237 | 14 | 353 | SACRAMENTO ST |  | 6 | ISSUED | 2019-01-07
EW201901077925 | 2019-01-07 | REWIRE HALL ADD SMOKE DETECTORS ADD PLUGS AND LIGHTS IN LIVING ROOM AND BEDROOM ADD SUB-PANEL ADD FURNACE ADD KITCHEN ISLAND AND WINE FRIDGE. | POLR ELECTRIC | R | 6236 | 41 | 61 | TEDDY AV |  | 1 | ISSUED | 2019-01-07
E201901168474 | 2019-01-16 | REMODEL 2 BEDS 2 BATHS. 2 NEW BATHS NEW LAUNDRY | SPECTRUM PAINTING & DECORATING INC. | R | 3169 | 7 | 553 | WILDWOOD WY |  |  | ISSUED | 2019-01-16
E201901228544 | 2019-01-22 | INSTALL 3 PANELS 3 FEEDERS. 1 300A 2 200A PANELS | CLE ELECTRIC | R | 237 | 7 | 214 | CALIFORNIA ST |  |  | ISSUED | 2019-01-22
EW201901308470 | 2019-01-30 | UNIT 20R-ADD (2) TWO OUTLETS IN THE KITCHEN. ADD (1) ONE 20A/120V CIRCUIT. | GREEN TECH ELECTRIC SOLUTIONS | C | 3707 | 63 | 680 | MISSION ST |  | 20 | ISSUED | 2019-01-30
EW201901148067 | 2019-01-14 | KITCHEN REMODEL- GARBAGE DISPOSAL/DISHWASHER REFER STOVE HOOD FAN KITCHEN LIGHTING. 10 CIRCUITS | KEVIN WHITE ELECTRIC INC | R | 6503 | 14 | 92 | HOMESTEAD ST |  | 0 | ISSUED | 2019-01-14
E201901048222 | 2019-01-04 | BATHROOM REMODEL ADDING 4 RECESSED LIGHTS& FAN 2 OUTLETS 4 LIGHTS 2 SWITCHES 2 RECEPTACLES 1 FAN | JPG HOME IMPROVEMENT INC | R | 2178 | 12 | 2147 | 39TH AV |  |  | ISSUED | 2019-01-04
EW201901067894 | 2019-01-06 | REWIRE OF UNIT KITCHEN BATH BED LIVING | URBAN ENERGY | R | 774 | 14 | 1040 | STEINER ST | 0 | 9 | ISSUED | 2019-01-06
E201901148371 | 2019-01-14 | COMPLETE HOUSE REWIRE NEW PLUGS LIGHTS SWITCHES UFER GROUND 200AMP SERVICE UPGRADE. | ECO ELECTRIC INC | R | 3274 | 3 | 1125 | MONTEREY BL |  |  | ISSUED | 2019-01-14
EW201901087959 | 2019-01-08 | INSTALL (2) 40A CIRCUITS | ABM ELECTRICAL SOLUTIONS DBA LINC LIGHTI | C | 409 | 2 | 2 | MARINA BL |  | 1 | ISSUED | 2019-01-08
E201901118361 | 2019-01-11 | UNIT #22: REPLACE KITCHEN SINK CABINETRY AND COUNTERTOP. REPLACE BATHROOM VANITY AND COUNTER. | C C I CONSTRUCTION INC | R | 1804 | 1 | 1301 | LA PLAYA * |  |  | ISSUED | 2019-01-11
E201901048227 | 2019-01-04 | 2ND FLOOR BATHROOM REMODEL | BLUEFIELD CONSTRUCTION | R | 1683 | 014H | 6420 | FULTON ST |  |  | ISSUED | 2019-01-04
EW201901148070 | 2019-01-14 | RELOCATE THE EXISTING METERS AND PANELS DOWN TO THE BASEMENT. EXISTING LOCATION HAS NOT ENOUGH CLEARANCE. KEEP EXISTING 200AMP MAIN FEED DISCONNECT. | A & S ELECTRIC LLC | R | 160 | 16 | 1346 | POWELL ST |  | 1 | ISSUED | 2019-01-14
E201901238608 | 2019-01-23 | ELECTRICAL WORK TO REMODEL EXISTING KITCHEN AND (3) BATHROOMS. REPLACE MAIN PANEL | DAN CAN HANDYMAN SERVICES | R | 1331 | 29 | 142 | 28TH AV |  |  | REINSTATED | 2019-01-31
E201901248656 | 2019-01-24 | UNIT 1009: ELECTRICAL FOR KITCHEN AND BATHROOM REMODEL. (3) LIGHTS (5) SWITCHES (10) RECEPTACLES (1) GARBAGE DISPOSAL | NOMELLINI CONSTRUCTION * ASK FOR ID * | R | 337 | 20 | 455 | EDDY ST |  |  | ISSUED | 2019-01-24
EW201901228255 | 2019-01-22 | INSTALL A DEDICATED EV-PANEL 208VOLT-90AMP 3PHASE IN SECURITY ROOM FEEDERS 1AWG COPPER. WE WILL ALSO INSTALL A EV-BOX DUAL EVCHARGER WITH TWO DEDICATED CIRCUITS 208V-40AMP IN GARAGE. OUR RACEWAY ONE-INCH EMT CONDUIT WITH 6AWG COPPER FEEDERS. | EVCHARGE4U INC | C | 5981 | 11 | 2574 | SAN BRUNO AV |  | 1 | ISSUED | 2019-01-22
EW201901238279 | 2019-01-23 | INSTALL TESLA WALL CONNECTOR TO THE LEFT OF THE MAIN ELECTRICAL PANEL THAT IS LOCATED ON GARAGE. OUR DEDICATED CIRCUIT WILL BE 240V-40AMP. | EVCHARGE4U INC | R | 1275 | 40 | 10 | HILLWAY AV |  | 1 | ISSUED | 2019-01-23
E201901038201 | 2019-01-03 | UNIT # 14 KITCHEN AND BATHROOM REMODEL. | BRIGHTER BAY BUILDERS INC | R | 3535 | 13 | 2059 | MARKET ST |  |  | ISSUED | 2019-01-03
E201901258697 | 2019-01-25 | UNIT 14. RELOCATE KTICHEN REHAB BATHROOM AND CONVERT OLD KITCHEN SPACE TO BEDROOM BRING ALL OTHER ELECTRICAL UP TO CODE | BRIGHTER BAY BUILDERS INC | R | 3534 | 031A | 11 | DOLORES ST |  |  | ISSUED | 2019-01-25
E201901078260 | 2019-01-07 | KITCHEN AND BATHROOM REMODEL ADD WASHER DRYER | BRIGHTER BAY BUILDERS INC | R | 2698 | 10 | 276 | DIAMOND ST |  |  | ISSUED | 2019-01-07
E201901188541 | 2019-01-18 | KITCHEN AND BATHROOM REMODEL | BRIGHTER BAY BUILDERS INC | R | 3606 | 1 | 3809 | 20TH ST |  |  | ISSUED | 2019-01-18
E201901028162 | 2019-01-02 | REMODEL KITCHEN 6 LIGHTS 3 SWITCHES 8 RECEPTACLES 1 FAN 1 DISHWASHER 1 GARBABGE DISPOSAL 1 MICROWAVE 1 RANGE. | INNOVATE DESIGN CONSTRUCTION INC | R | 7096A | 52 | 600 | HURON AV |  |  | ISSUED | 2019-01-02
E201901158417 | 2019-01-15 | UNIT 441: INSTALL PENDANT LIGHTS RECESSED LIGHTS VANITY LIGHTS EXHAUST FANS @ BATHROOM COMBO SMOKE DETECTORS DISHWASHER GARBAGE DISPOSAL RANGE MICROWAVE AND REFRIGERATOR | D M BUILDERS | R | 8706 | 1 | 255 | KING ST |  |  | COMPLETE | 2019-01-31
E201901048221 | 2019-01-04 | KITCHEN REMODEL. 8 LIGHTS 3 SWITCHES 12 RECEPTACLES 1 FAN 1 DISHWASHER 1 GARBAGE DISPOSAL 1 RANGE. | N A V R O INC DBA PROYECTO | R | 5643 | 24 | 11 | HEYMAN AV |  | 2ND FL | ISSUED | 2019-01-04
E201901168462 | 2019-01-16 | ADD TWO BEDROOMS TWO BATHROOMS FAMILY ROOM AND LAUNDRY @ FIRST FLOOR. 10 LIGHTS 10 SWITCHES 10 RECEPTACLES 2 FANS 3 SMOKE DETECTORS. NEW SUBPANEL. NEW WIRING AS NEEDED THROUGHOUT ADDITION. | YONG AND ZHUO CONSTRUCTION INC | R | 3257 | 24 | 341 | SAN FERNANDO WY |  |  | ISSUED | 2019-01-16
E201901118349 | 2019-01-11 | UPGRADE RESIDENTIAL ELECTRICAL INSTALL SUBPANEL 30 LIGHTS 20 SWITCHES 30 RECEPTACLES 2 FANS 1 DISHWASHER 1 GARBAGE DISPOSAL 1 MICROWAVE 1 RANGE 2 SMOKE DETECTORS. | O S E HORIZON ENTERPRISE | R | 1648 | 27 | 768 | 06TH AV |  |  | ISSUED | 2019-01-11
E201901308792 | 2019-01-30 | G/F: NEW ROOMS & BATHROOM - NEW PLUGS LIGHTS SWITCHES. | LEADER CONSTRUCTION INC | R | 2105 | 4 | 1907 | 29TH AV |  |  | ISSUED | 2019-01-30
E201901258685 | 2019-01-25 | NEW ELECTRICAL FOR G/F: 2 BEDROOMS 1 FULL BATHROOMS FAMILY ROOM. 2/F: REMODEL (E) KITCHEN B ATHROOM A ND ADD NEW BATHROOM. NEW PLUGS SWITCHES SWITCHES 125AMP MAIN PANEL UPGRADE NEW SUBPANEL. | TRITEC CONSTRUCTION COMPANY INC | R | 5884 | 37 | 347 | HALE ST |  |  | ISSUED | 2019-01-25
EW201901248323 | 2019-01-24 | ELECTRICAL ROUGH IN AND TRIM UP NEW SUB PANEL BATTERY ONLY SMOKE DETECTORS LIGHTS OUTLETS WITCHES EXHAUST FANS RECESSED CAN LIGHTS. | OLD TOWN ELECTRICAL | R | 1249 | 10 | 1734 | WALLER ST | 0 | 2 | ISSUED | 2019-01-24
E201901258699 | 2019-01-25 | UNIT 5: REMODEL (E) KITCHEN & BATHROOM. ADD WASHER & DRYER. NEW PLUGS LIGHTS SWITCHES CKTS. | AXEL8 CONSTRUCTION | R | 222 | 23 | 1146 | TAYLOR ST | 0 |  | ISSUED | 2019-01-25
E201901148414 | 2019-01-14 | REBILITATE KITCHEN AND BATH. | AXEL8 CONSTRUCTION | R | 718 | 19 | 935 | OFARRELL ST |  | #27 | ISSUED | 2019-01-14
E201901248663 | 2019-01-24 | 15 LIGHTS 8 SWITCHES 15 PLUGS 2 FANS 1 DW 4 SMOKE DET | D CONSTRUCTION INC | R | 1782 | 017B | 1374 | 28TH AV |  | 2 | ISSUED | 2019-01-24
E201901048210 | 2019-01-04 | INSTALL SOLAR POWER SYSTEM INSTALL PV BREAKER 22 PV MODULES 360 WATTS PER MODULE 7.92 DC KW RATING PLAN 2141. | MICHAEL DELP - MAD ENERGY | R | 6090 | 12 | 584 | VIENNA ST |  |  | ISSUED | 2019-01-04
EW201901298411 | 2019-01-29 | ACCESS CONTROL CCTV AND LIFE SAFETY DEVICE | MC MILLAN SECURITY SYSTEMS INC | C | 3774 | 73 | 274 | BRANNAN ST |  | 5 | ISSUED | 2019-01-29
EW201901298410 | 2019-01-29 | ACCESS CONTROL CCTV AND LIFE SAFETY | MC MILLAN SECURITY SYSTEMS INC | C | 292 | 8 | 120 | KEARNY ST |  | 21 | ISSUED | 2019-01-29
E201901248655 | 2019-01-24 | RESTAURANT TI 10 LIGHTS 2 SWITCHES. | BLOCK 12 CONSTRUCTION | C | 146 | 1 | 362 | COLUMBUS AV |  |  | ISSUED | 2019-01-24
E201901088268 | 2019-01-08 | UPGRADE EXISTING SUBPANEL AND CONVERT TO 50A SUBPANEL. UPGRADE ELECTRICAL OUTLETS IN (3) ROOMS AND HALLWAY. UPGRADE NEW LIGHTS IN (3) BEDROOMS AND HALLWAYS. | FG FORCE CONSTRUCTION INC | R | 1271 | 28 | 75 | CARL ST |  |  | ISSUED | 2019-01-08
E201901118357 | 2019-01-11 | IN COMMON AREA OF BUILDING REPLACE 4 ELECTRICAL SUBPANELS 30-80 AMPS | PINEDA CONSTRUCTION | R | 147 | 008A | 732 | BROADWAY * |  |  | COMPLETE | 2019-01-24
E201901038187 | 2019-01-03 | T.I.: ADD NEW LIGHTS RELOCATE (E) LIGHTING RELOCATE (E) OUTLETS ADD CKT FOR WATER HEATER. | S R S ELECTRIC | C | 1215 | 18 | 306 | BRODERICK ST |  |  | COMPLETE | 2019-01-22
E201901288728 | 2019-01-28 | BATHROOM & TOILET ROOM REMODEL; 2 LIGHTS 2 SWITCHES 2 RECEPTACLES 1 FAN | ROI CONSTRUCTION | R | 3597 | 70 | 3521 | 19TH ST |  |  | ISSUED | 2019-01-28
E201901308783 | 2019-01-30 | ALL WORK COMPLETED FOR UNIT #405 INSTALL EV CHARGER OUTLET 240V 30A IN PARKING GARAGE. | EVCHARGER EXPERT | R | 619 | 86 | 1788 | CLAY ST | 404 | #405 | ISSUED | 2019-01-30
E201901098313 | 2019-01-09 | CC FOR PERMIT E201810256766- INSTALL SOLAR POWER SYSTEM 18 PV MODULES 295 WATTS PER MODULE 5.31 DC KW RATING PLAN 2059. | AVITA ELECTRIC | R | 7067 | 46 | 98 | MINERVA ST |  |  | COMPLETE | 2019-01-23
E201901288727 | 2019-01-28 | REPLACE DAMAGED FIXTURES/OUTLETS/SWITCHES AS NEEDED IN BATHROOM. INSTALL (3) NEW LED CANS REPLACE VENT FAN IN BATHROOM. (3) LIGHTS (4) SWITCHES (2) RECEPTACLES (1) FAN | DEVCO BUILDING ENTERPRISES LLC | R | 728 | 50 | 1329 | PIERCE ST | 5 |  | ISSUED | 2019-01-28
E201901308788 | 2019-01-30 | SERVICE UPGRADE FOR SOLAR INSTALL 125A PANELBOARD. | PETER ELLIS CONSTRUCTION | R | 5359 | 15 | 1810 | LANE ST |  |  | ISSUED | 2019-01-30
E201901168477 | 2019-01-16 | INSTALL WASHER/DRYER. 1 CIRCUIT | PETER RIECHERS | R | 6522 | 44 | 2816 | HARRISON ST |  |  | ISSUED | 2019-01-16
E201901158447 | 2019-01-15 | T.I.: NEW LIGHTING & POWER THROUGHOUT BAR. NEW CKTS. L/V FOR A/V. INSTALL L/V CAT 6 DATA. | ARROYO REALTY & DEVELOPMENT LLC | C | 303 | 013B | 895 | POST ST |  |  | ISSUED | 2019-01-15
E201901298732 | 2019-01-29 | REWIRE BASEMENT; FEEDER SIZE 1 1 PANELBOARD/SWITCHBOARD 18 CIRCUITS 18 LIGHTS 12 SWITCHES 30 RECEPTACLES 1 FAN 1 DISHWASHER 1 GARBAGE DISPOSAL 3 SMOKE DETECTORS | J M C ELECTRIC | R | 1240 | 35 | 915 | HAIGHT ST |  |  | ISSUED | 2019-01-29
E201901188527 | 2019-01-18 | UNIT 3: RENEW ELECTRICAL PERMIT # E201709077507 | GJ'S DREAM BUILDERS INC | R | 1409 | 37 | 340 | 25TH AV |  |  | ISSUED | 2019-01-18
E201901188516 | 2019-01-18 | INSTALL NEW ELECTRICAL ADD SUBPANEL 30 LIGHTS 20 SWITCHES 30 RECEPTACLES 2 FANS 1 DISHWASHER 1 GARBAGE DISPOSAL 1 MICROWAVE 1 RANGE 9 SMOKE DETECTORS.
B & B CONSTRUCTION | R | 6037 | 26 | 463 | AMHERST ST |  |  | ISSUED | 2019-01-18
E201901108325 | 2019-01-10 | REMODEL KITCHEN AND BATHROOM. REWIRE AND ADD GFCI RECEPTACLES SWITCHES. | WOODS CONSTRUCTION SERVICE CSI INC | R | 4788 | 23 | 1321 | REVERE AV |  |  | ISSUED | 2019-01-10
EW201901077902 | 2019-01-07 | LIGHTING & LIGHTING CONTROLS & POWER FOR ALKEON CAPITAL | VICTORY ELECTRIC | C | 3775 | 4 | 524 | 02ND ST |  | 2 | ISSUED | 2019-01-07
E201901258670 | 2019-01-25 | REPLACE EXPOSED KNOB & TUBE WITH ROMEX UPGRADE FROM 100 - 200 AMP SERVICE RELOCATE SERVICE. 17 CIRCUITS 25 LIGHTS & 12 SWITCHES. |  | R | 3145 | 37 | 96 | SANTA YSABEL AV |  |  | ISSUED | 2019-01-25
EW201901158093 | 2019-01-15 | LOBBY AND RESTROOM UPGRADES | DECKER ELECTRIC CO INC | C | 288 | 32 | 333 | BUSH ST | 0 | 20 | ISSUED | 2019-01-15
EW201901097983 | 2019-01-09 | FIRE ALARM | MCMILLAN BROS ELECTRIC INC | C | 3740 | 34 | 221 | MAIN ST |  | 15 | ISSUED | 2019-01-09
EW201901097980 | 2019-01-09 | RIVOS - TI | MCMILLAN BROS ELECTRIC INC | C | 263 | 11 | 101 | CALIFORNIA ST |  | 15 | COMPLETE | 2019-01-11
EW201901288369 | 2019-01-28 | 2 FURNITURE WHIPS | MCMILLAN BROS ELECTRIC INC | C | 289 | 5 | 100 | MONTGOMERY ST |  | 1400 | ISSUED | 2019-01-28
EW201901027845 | 2019-01-02 | TENANT IMPROVEMENT BUILD OUT AND LIFE SAFETY INSTALLATION @ SALESFORCE TOWER - 415 MISSION STREET 40TH FLOOR | PAGANINI ELECTRIC CORP(SEE SIGNATORIES) | C | 3720 | 9 | 415 | MISSION ST |  | 40 | ISSUED | 2019-01-02
EW201901027836 | 2019-01-02 | HARD WIRE CONNECTION TO ELEVATOR DISCONNECT SWITCH - EC2014 | C B F INC | C | 164 | 31 | 50 | OSGOOD PL |  | 0 | ISSUED | 2019-01-02
EW201901248315 | 2019-01-24 | EC2162. LIGHTING AND POWER UPGRADES | C B F INC | C | 3708 | 56 | 525 | MARKET ST |  | 18 | ISSUED | 2019-01-24
EW201901178176 | 2019-01-17 | ELEC & LIFE SAFETY TI 14TH FLOOR - EC2125 | C B F INC | C | 239 | 29 | 430 | CALIFORNIA ST |  | 14 | ISSUED | 2019-01-17
EW201901077927 | 2019-01-07 | ELEC & LIFE SAFETY T.I. 18TH FLOOR - EC2125 | C B F INC | C | 239 | 29 | 430 | CALIFORNIA ST |  | 18 | ISSUED | 2019-01-07
EW201901298422 | 2019-01-29 | REPLACEMENT OF EXISTING 100 AMP RATED PANEL WITH NEW 200 AMP RATED PANEL. EXISTING 100 AMP SERVICE AND METER TO REMAIN AS-IS. NEW GROUNDING AND BONDING AS PER CODE. | IKE'S ELECTRIC | R | 7536 | 21 | 565 | VALLEY ST |  | 1 | COMPLETE | 2019-02-01
EW201901067893 | 2019-01-06 | REPLACEMENT OF FPE PANEL WITH NEW 200 AMP RATED METER/MAIN AND DISTRIBUTION PANEL. REMOVE SUBSTANDARD WIRING IN GARAGE. NEW WASHER CIRCUIT AND OUTLET NEW GARAGE DOOR CIRCUIT AND OUTLET. | IKE'S ELECTRIC | R | 5638 | 12 | 690 | PERALTA AV |  | 1 | COMPLETE | 2019-01-09
E201901158434 | 2019-01-15 | UNIT # 5: 6 NEW LIGHT 6 SWITHCES 10 RECEPTACLES 2 FANS 1 RANGE 1 SMOKE DETECTOR FOR KITCHEN AND BATHROOM REMODEL. | RAINBOW CHOY HUNG & CO | R | 179 | 32 | 111 | TRENTON ST | 0 |  | ISSUED | 2019-01-15
EW201901087948 | 2019-01-08 | INSTALL (265) CABLES ON THE 21ST FLOOR FOR SALESFORCE - 183550-P4B-21 | METROPOLITAN ELECTRICAL CONSTRUCTION | C | 3709 | 006A | 50 | FREMONT ST |  | 21 | ISSUED | 2019-01-08
EW201901087945 | 2019-01-08 | INSTALL (236) CABLES ON THE 41ST FLOOR FOR SALESFORCE - 66455-SP1.9-41 | METROPOLITAN ELECTRICAL CONSTRUCTION | C | 3720 | 9 | 415 | MISSION ST |  | 41 | ISSUED | 2019-01-08
EW201901037864 | 2019-01-03 | INSTALL (33) CABLES ON THE 1ST FLOOR FOR THE MARRIOTT - 183791 | METROPOLITAN ELECTRICAL CONSTRUCTION | C | 29 | 3 | 2620 | JONES ST |  | 1 | ISSUED | 2019-01-03
EW201901037863 | 2019-01-03 | INSTALL (366) CABLES IN THE LOBBY/GARAGE FOR THE MARRIOTT - 183791 | METROPOLITAN ELECTRICAL CONSTRUCTION | C | 29 | 3 | 2620 | JONES ST |  | 0 | ISSUED | 2019-01-03
EW201901077917 | 2019-01-07 | TI/ NEW SHOWROOM | ATHENA ELECTRICAL CONST | C | 3915 | 1 | 101 | HENRY ADAMS ST |  | 4 | ISSUED | 2019-01-07
E201901078237 | 2019-01-07 | INSTALL (1) 200A/220V SERVICE. (1) LIGHT (1) SWITCH (1) RECEPTACLE. | JACOB SING-YU KWAN DBA J.K. ELECTRIC | R | 6959 | 22 | 1995 | ALEMANY BL |  |  | COMPLETE | 2019-01-15
EW201901037852 | 2019-01-03 | LOWER UNIT REMODEL | PADILLA'S ELECTRIC | R | 7044B | 13 | 41 | OTTAWA AV |  | 1 | ISSUED | 2019-01-03
E201901158450 | 2019-01-15 | TO REPLACE ONE SWITCH & 1 OUTLET. | C M CHIANG CONST INC | C | 3595 | 30 | 2317 | MISSION ST |  |  | ISSUED | 2019-01-15
E201901088271 | 2019-01-08 | UPGRADE RESIDENTIAL ELECTRICAL 200A SERVICE UPGRADE LIGHTS SWITCHES RECEPTACLES. | ARCHEON CONSTRUCTION TEC | R | 1082 | 20 | 2607 | POST ST |  |  | ISSUED | 2019-01-08
E201901078239 | 2019-01-07 | NEW SERVICE (200A). (7) LIGHTS (6) SWITCHES (20) RECEPTACLES (1) FANS (3) SMOKE DETECTORS | ARCHEON CONSTRUCTION TEC | R | 829 | 28 | 607 | FELL ST |  |  | ISSUED | 2019-01-07
E201901288725 | 2019-01-28 | UPGRADE OF FIRE ALARM | HUE & CRY SECURITY SYSTEM | R | 618 | 003B | 1840 | CLAY ST |  |  | ISSUED | 2019-01-28
E201901158422 | 2019-01-15 | MB4 (SOUTH TOWER) LEVEL 5 ENTIRE FLOOR. WE WILL PROVIDE ELECTRICAL LIGHTS/POWER LIFE SAFETY AND GENERATORS/TRANSFORMERS/PANELS | SPRIG ELECTRIC | C | 8722 | 1 | 300 | 16TH ST |  |  | ISSUED | 2019-01-15
EW201901298412 | 2019-01-29 | 2 DOOR CARD READER ADD WBE JOB # 07-150986 | W. BRADLEY ELECTRIC | R | 291 | 12 | 44 | MONTGOMERY ST | 0 | 41 | ISSUED | 2019-01-29
EW201901238269 | 2019-01-23 | TELECOMMUNICATION WORK - 180697 - 9TH FLOOR - (93) WORKSTATIONS (6) WIRELESS ACCESS POINT & (7) 2 PORT MOUNTED OUTLETS | CAPITOL ELECTRIC CONST | C | 288 | 29 | 222 | KEARNY ST |  | 9 | ISSUED | 2019-01-23
EW201901118032 | 2019-01-11 | 180643 - TELECOMMUNICATIONS - ENTIRE 4TH FLOOR | CAPITOL ELECTRIC CONST | C | 329 | 1 | 800 | MARKET ST |  | 4 | ISSUED | 2019-01-11
E201901228558 | 2019-01-22 | WIRING FOR 6 LTS 4 RECEPTS AT FRONT STAIR GARAGE W/ SENSORS AND DECK | GRGICH ELECTRIC CO | R | 2421 | 18 | 2571 | 20TH AV |  |  | ISSUED | 2019-01-22
E201901288718 | 2019-01-28 | UNIT F: REMODEL KITCHEN & BATHROOM: NEW FIXTURES - NEW PLUGS SWITCHES LIGHTS. | BALDWIN ELECTRIC INC | R | 6084 | 18 | 35 | RUSSIA AV |  |  | ISSUED | 2019-01-28
E201901258687 | 2019-01-25 | NEW LIGHTING AND RECEPTACLES FANS SMOKE DETECTORS AND WASHER NEW 200 AMP PANEL | C T CONSTRUCTION & PLUMB | R | 7117 | 2 | 379 | HEAD ST |  |  | ISSUED | 2019-01-25
E201901228581 | 2019-01-22 | UNIT 7: NEW SUBPANEL AND ELECTRICAL WIRES IN UNIT. KITCHEN REMODEL | J B & SONS CONSTRUCTION | R | 217 | 21 | 1565 | WASHINGTON ST |  |  | ISSUED | 2019-01-23
EW201901288405 | 2019-01-28 | 116 WORKSTATION FOR MODULAR PARTITION ONLY | SERVICE WEST INC | C | 266 | 9 | 1 | FRONT ST |  | 11 | ISSUED | 2019-01-28
EW201901238275 | 2019-01-23 | UPGRADE EXISTING 2ND AND 3RD FLOOR OF A HOME | BAXTER ELECTRIC INC | R | 5688 | 40 | 1 | PUTNAM ST |  | 2 3 | ISSUED | 2019-01-23
E201901038199 | 2019-01-03 | RENEWAL OF PERMIT E201703143543. | G C ELECTRIC | C | 341 | 8 | 50 | MASON ST | 0 |  | CANCELLED | 2019-01-28
E201901048224 | 2019-01-04 | UNIT 303: REHAB KITCHEN & BATHROOM. ADD LAUNDRY BOX. | KONG'S PLUMBING & CONSTRUCTION CO. | R | 523 | 014A | 2600 | VAN NESS AV |  |  | ISSUED | 2019-01-04
E201901238621 | 2019-01-23 | INSTALL SUBPANEL AND BRANCH CIRCUITS FOR DECK. INSTALL LIGHTING AND RECEPTACLES UNDER DECK. (10) LIGHTS (5) RECEPTACLES. 220V FOR ELECTRICAL CAR CHARGING | ALMAC CONSTRUCTION | R | 4024 | 24 | 2635 | 18TH ST |  |  | ISSUED | 2019-01-23
E201901228567 | 2019-01-22 | REPLACE OF FULL WIRED FIRE ALARM SYSTEM FOR WIRELESS FIRE ALARM SYSTEM. | FIRELECTRIC | R | 222 | 16 | 1190 | SACRAMENTO ST | 0 |  | ISSUED | 2019-01-22
EW201901288381 | 2019-01-28 | NEW LIGHTING AND INSTALLING PLUGS | WELLS ELECTRICAL INC | C | 5982 | 3 | 2646 | SAN BRUNO AV |  | 1 | ISSUED | 2019-01-28
EW201901118036 | 2019-01-11 | WORKS AS FOLLOWS : 2100 WEBSTER ST. STE#110 -INSTALL GFI OUTLETS -INSTALL UNDER-CABINET LIGHTS IN EXAM ROOM | WELLS ELECTRICAL INC | C | 628 | 13 | 2100 | WEBSTER ST |  | 1 | COMPLETE | 2019-01-31
EW201901308473 | 2019-01-30 | PARTIAL REMODEL OF 5TH FLOOR. NEW RECEPTACLES DATA OUTLETS LIGHTING AND LIGHTING CONTROLS | PMN DESIGN ELECT INC DBA DESIGN ELC | C | 3706 | 61 | 735 | MARKET ST |  | 5 | ISSUED | 2019-01-30
EW201901158133 | 2019-01-15 | GREEN TAG FOR METER SOCKET IN ELECTRICAL ROOM FOR UNIT 810 7 TH STREET ELECTRICAL LIFE SAFETY MECHANICAL AND BUILDING SIGNED OFF 2014 | MAL ROGERS ELECTRIC | C | 3800 | 7 | 810 | 07TH ST |  | 1 | COMPLETE | 2019-01-18
EW201901238278 | 2019-01-23 | INSTALLING 3 DEDICATED CIRCUITS IN BATHROOM FOR CONTROL PANEL DOOR OPENER AND HAND DRYER FAUCET. REMOVE REPLACE EXHAUST FAN AND LIGHT. INSTALL EMERGENCY LIGHT. | CROWN ELECTRIC | C | 634 | 3 | 2500 | CALIFORNIA ST |  | 1 | COMPLETE | 2019-01-31
EW201901188202 | 2019-01-18 | PARTIAL REMODEL | CANNING ELECTRIC INC | R | 6564 | 017A | 4064 | CESAR CHAVEZ ST |  | 0 | ISSUED | 2019-01-18
E201901088277 | 2019-01-08 | REMODEL BATHROOM. | CONNOR DALY CORPORATION | R | 498 | 22 | 2932 | FRANKLIN ST |  |  | ISSUED | 2019-01-08
E201901038198 | 2019-01-03 | INSTALL (3) MONITORING MODULES | KOSTA ELECTRIC | R | 743 | 203 | 711 | VAN NESS AV |  |  | ISSUED | 2019-01-03
E201901088288 | 2019-01-08 | SERVICE UPGRADE 125A. | VETERANS ELECTRIC | R | 6916 | 13 | 81 | ALVISO ST |  |  | COMPLETE | 2019-01-25
EW201901087966 | 2019-01-08 | AN UPGRADE FROM 100 AMPS TO 400 AMP SYSTEM | S F GARAGE COMPANY INC. | R | 122 | 027D | 1125 | UNION ST |  | 1 | ISSUED | 2019-01-08
EW201901087964 | 2019-01-08 | SURVEY INSPECTION | B V ELECTRIC | R | 5701 | 29 | 407 | BANKS ST |  | 1 | COMPLETE | 2019-01-09
EW201901218226 | 2019-01-21 | 190042.02 - SUTHERLAND GLOBAL | BEI CONSTRUCTION INC. | R | 3717 | 1 | 101 | MISSION ST |  | 17 | ISSUED | 2019-01-21
EW201901288400 | 2019-01-28 | MODULAR OFFICE FURNITURE INSTALLATION OF (48) WORK STATIONS ON SUITE 750. | ADVANCED INSTALLATION SERVICES LLC | C | 289 | 5 | 100 | MONTGOMERY ST |  | 750 | ISSUED | 2019-01-28
EW201901288399 | 2019-01-28 | MODULAR FURNITURE INSTALLATION | ADVANCED INSTALLATION SERVICES LLC | C | 3719 | 450 | 181 | FREMONT ST |  | 20 | ISSUED | 2019-01-28
E201901298731 | 2019-01-29 | ELECTRICAL PERMIT FOR THE REPLACEMENT OF 6 FIRE ALARM PANELS AND 2 DISPLAY ANNUNCIATORS. | SIEMENS INDUSTRY INC. | C | 3722 | 81 | 181 | 03RD ST | 0 |  | ISSUED | 2019-01-29
E201901228566 | 2019-01-22 | RELOCATE (1) LIGHT | BASEC | R | 3613 | 25 | 2541 | FOLSOM ST |  |  | ISSUED | 2019-01-22
E201901118345 | 2019-01-11 | INSTALL 1 NEW ILLUMINATED WALL SIGH (BANK OF AMERICA).WIRING AS NEEDED. | COAST SIGN INCORPORATED | C | 3786 | 321 | 501 | BRANNAN ST |  |  | ISSUED | 2019-01-11
EW201901148066 | 2019-01-14 | INSTALL NEW MOTOR CONTROLS FOR RETRACTABLE ROOF DOME | D B ELECTRIC | C | 0253A | 256 | 1177 | CALIFORNIA ST | 0 | 2 | ISSUED | 2019-01-14
E201901238616 | 2019-01-23 | ELECTRICAL WORK FOR RENOVATION IN ACCORDANCE WITH BPA 2019-0111-0232 INCLUDING DEDICATED CKT FOR GFIS AND RANGE HOOD EXHAUST FAN. (2) SWITCHES (3) RECEPTACLES (1) FAN (1) GARBAGE DISPOSAL (1) MICROWAVE | K Y J CONSTRUCTION COMPANY | R | 624 | 81 | 1950 | GOUGH ST | 303 |  | ISSUED | 2019-01-23
EW201901158131 | 2019-01-15 | INSTALL 14 2FT X4FT LED FIXTURES AND LIGHTING CONTROLS. | W E B ELECTRIC | C | 5268 | 7 | 2020 | JERROLD AV |  | 2 | COMPLETE | 2019-02-01
E201901248631 | 2019-01-24 | 1 SWITCH 2 LIGHTS AND 1 FAN | BRYAN J. VALVERDE CO | C | 327 | 12 | 114 | POWELL ST |  |  | ISSUED | 2019-01-24
E201901148373 | 2019-01-14 | NEW CONTRACTOR FINALIZING WORK DONE ON PREVIOUS PERMITS EW20130118241 AND E201309253922 AS WELL AS GREEN TAG. ORIG WORK DESCRIPTIONS: INSTALL NEW TRANSFORMER AND NEW 3-PHASE PANEL IN COMMERCIAL SPACE. 890 07TH ST & 500 BERRY - NORTH WEST CORNER OF 07TH ST & BERRY - 24 LIGHTS 10 SWITCHES 20 RECEPTACLES 1 MICROWAVE | YES CONSTRUCTION | R | 3800 | 7 | 890 | 07TH ST |  |  | COMPLETE | 2019-01-18
E201901048214 | 2019-01-04 | ELECTRICAL WORK TO REMODEL (2) BATHROOMS. UPGRADE SERVICE TO 200A. (12) LIGHTS (10) SWITCHES (4) RECEPTACLES (2) FANS. ADD HEATED FLOORS. | YES CONSTRUCTION | R | 6907 | 22 | 145 | PALOMA AV |  |  | ISSUED | 2019-01-04
E201901168461 | 2019-01-16 | UPGRADE OUTLETS IN KITCHEN AND BATHROOM. (1) LIGHTS (4) SWITCHES (4) RECEPTACLES. | BRYAN MICHELSEN CONSTRUCTION | R | 495 | 3 | 3127 | OCTAVIA ST |  |  | ISSUED | 2019-01-16
E201901258691 | 2019-01-25 | KITCHEN & BATH REMODEL UPGRADE ELEC PANEL; 12 CIRCUITS 100 AMP PANEL BOARDS 8 LIGHTS 10 SWITHCES 15 RECEPTACLES 2 FANS 1 DISHWASHER 1 GARBAGE DISPOSAL 1 MICROWAVE 1 RANGE 2 SMOKE DETECTORS | BAY COUNTIES CONSTRUCTION & MAINT. | R | 284 | 46 | 630 | MASON ST | 602 |  | ISSUED | 2019-01-25
EW201901308445 | 2019-01-30 | 200 AMP 4-METER ELECTRICAL SERVICE | BAY ELECTRIC | R | 645 | 21 | 1529 | CALIFORNIA ST |  | 1 | COMPLETE | 2019-02-05
EW201901158129 | 2019-01-15 | BATHROOM REMODELING | SAVINOV ELECTRICAL VOICE & DATA | R | 6700 | 20 | 35 | CONRAD ST |  | 1 | ISSUED | 2019-01-15
EW201901248321 | 2019-01-24 | 1. REPLACE EXISTING DECAYING EXTERIOR FACAD LIGHT FIXTURES CONDUIT AND CONDUCTOR CIRCUIT. 2. INSTALL QTY 5 FLOOR MOUNTED 110V ELECTRICAL OUTLETS TO RECEPTION DESK AND ALL LIGHTED RETAIL DISPLAY CASES SEPARATED BY A WALKWAY. | ZACHARY M DOMICH GENERAL CONTRACTOR | C | 3707 | 9 | 70 | 02ND ST |  | 1 | ISSUED | 2019-01-24
EW201901218225 | 2019-01-21 | MODIFICATION OF AN EXISTING FIRE ALARM SYSTEM BY UPGRADING FACP TO SUPPORT MORE DEVICES ADD INPUT MODULE TO MONITOR THE SPRINKLER WATER FLOW AND TAMPER DEVICES UPGRADE ALL EXISTING FA EQUIPMENT TO BE COMPATIBLE TO NEW FACP AND SUPPLY AND INSTALL LOW FREQUENCY SOUNDERS IN ALL SLEEPING AREAS TO COMPLY WITH SFFD BULLETIN 1103.7.6. FOR 75DB ABOVE PILLOW. | CRIME WATCH SECURITY SYSTEMS INC | R | 3545 | 1 | 200 | GUERRERO ST |  | 1 | ISSUED | 2019-01-21
EW201901108017 | 2019-01-10 | MODIFICATION OF AN EXISTING FIRE ALARM SYSTEM BY UPGRADING TO A NEW FACP UPGRADE ALL EXISTING DEVICES TO BE COMPATIBLE TO NEW FACP ADD LOW FREQUENCY SOUNDER IN ALL SLEEPING AREAS TO MEET 75DB AT PILLOW PER SFFD BULLETIN 1103.7.6 | CRIME WATCH SECURITY SYSTEMS INC | R | 824 | 001A | 555 | PIERCE ST |  | 1 | ISSUED | 2019-01-10
EW201901097997 | 2019-01-09 | INSTALLATION OF A FIRE ALARM SYSTEM WITH SPRINKLER MONITORING | CRIME WATCH SECURITY SYSTEMS INC | R | 3729 | 63 | 763 | TEHAMA ST |  | 1 | ISSUED | 2019-01-09
EW201901077900 | 2019-01-07 | INSTALLATION OF A NEW FIRE ALARM SYSTEM WITH LOW FREQUENCY SOUNDERS INSTALLED IN ALL SLEEPING AREAS TO MEET WITH SFFD BULLETIN 1103.7.6 FOR 75 BD ABOVE PILLOW. | CRIME WATCH SECURITY SYSTEMS INC | R | 194 | 32 | 627 | JACKSON ST |  | 1 | ISSUED | 2019-01-07
EW201901248345 | 2019-01-24 | REWIRE REMODELED SINGLE FAMILY HOME | J O'DRISCOLL ELECTRICAL | R | 4098 | 036I | 615 | WISCONSIN ST |  | 2 | ISSUED | 2019-01-24
EW201901108029 | 2019-01-10 | FULL REWIRE OF UPPER UNIT - NEW CIRCUITS FOR LIGHTS OUTLETS AND APPLIANCES PER CODE | KINETIC ELECTRIC | R | 1064 | 9 | 135 | PARKER AV |  | 2 | CANCELLED | 2019-02-05
EW201901148085 | 2019-01-14 | E201811157229 SEPARATE PANEL. | JALILIE ELECTRIC INC /RIDGEWAY ELECTRIC | R | 1241 | 9 | 75 | BUENA VISTA EAST AV | 0 | 1 | ISSUED | 2019-01-14
E201901078242 | 2019-01-07 | REMODEL KITCHEN 10 NEW LIGHTING FIXTRUE 6 SWITCHES 12 RECEPTACLES 1 FAN 1 DISHWASHER 1 GARBAGE DISPOSAL 1 RANGE AND NEW 150 AMP MAIN PANEL. | BAY METRO CORPORATION | R | 2335A | 34 | 2212 | 15TH AV |  |  | ISSUED | 2019-01-07
E201901228573 | 2019-01-22 | WORK AT 15 DORANTES: MOVE 200A METER/DISCONNECT | ECLECTIC ELECTRIC CONTRACTOR INC. | R | 2884 | 1 | 320 | MAGELLAN AV |  |  | ISSUED | 2019-01-22
E201901168470 | 2019-01-16 | INSTALL SOLAR POWER SYSTEM. 12 PV MODULES 360 WATTS PER MODULE 4.32 DC KW RATING. NEW 125A SUBPANEL. PLAN # 2171 | LUMINALT ENERGY CORPORATION | R | 5720 | 13 | 259 | RICHLAND AV |  |  | COMPLETE | 2019-02-05
EW201901097985 | 2019-01-09 | INSTALLATION OF (3) PV AC MODULES AND (1) SUB PANEL. - 3 ROOF-MOUNTED SOLAR PV MODULES 360 WATTS PER MODULE 3 INTERACTIVE INVERTER TOTAL NO. OF RATING 1 KW. | LUMINALT ENERGY CORPORATION | R | 6602 | 22 | 386 | 28TH ST | 0 | 1 | ISSUED | 2019-01-09
EW201901077936 | 2019-01-07 | TO INSTALL ALL NEW WIRING AND FINISH TRIM IN RESIDENTIAL UNIT. | AMPLEX ELECTRICAL INC | R | 4107 | 16 | 898 | 22ND ST | 0 | 3 | COMPLETE | 2019-01-15
E201901178506 | 2019-01-17 | ELECTRICAL WORK FOR HOUSE REMODEL THAT INCLUDES OUTLETS SWITCHES AND LIGHTING INSTALLATIONS THOUGHOUT THE HOME. SUBPANEL REOLCATION. REPLACE MAIN SERVICE PANEL NO UPGRADE. (40) LIGHTS (25) SWITCHES (50) RECEPTACLES | LAP ELECTRIC INC | R | 910 | 17 | 755 | MARINA BL |  |  | ISSUED | 2019-01-17
EW201901288370 | 2019-01-28 | KITCHEN AND BATHS REMODEL. NEW SUB PANEL IN UNIT. INSTALL ALL NEW WIRING THROUGHOUT UNIT. | BRENDAN MOLONY ELECTRIC | R | 1247 | 4 | 27 | BELVEDERE ST |  | 2 | ISSUED | 2019-01-28
EW201901178163 | 2019-01-17 | REPLACE 40 AMP SERVICE WITH NEW 125 AMP SERVICE | KEVIN REILLY ELECTRIC | R | 1903 | 20 | 1679 | 40TH AV |  | 1 | COMPLETE | 2019-01-22
EW201901238300 | 2019-01-23 | 200 AMPS SERVICE UPGRADE | BIT ELECTRICAL INC | R | 1506 | 13 | 563 | 38TH AV |  | 1 | COMPLETE | 2019-01-28
E201901298758 | 2019-01-29 | REPLACEMENT OF FIRE ALARM CONTROL UNIT CHANGING FROM POTS TO CELLULAR COMMUNICATION. | BAY ALARM COMPANY | R | 2378 | 49 | 2436 | GREAT HY | 1 |  | ISSUED | 2019-01-29
E201901298756 | 2019-01-29 | INSTALLATION OF DEDICATED FUNCTION SPRINKLER MONITORING | BAY ALARM COMPANY | R | 4295 | 3 | 901 | 25TH ST |  |  | ISSUED | 2019-01-29
EW201901298433 | 2019-01-29 | INSTALL ELECTRIC VEHICLE CHARGER AND 200A MAIN SERVICE PANEL | TESLA ENERGY OPERATIONS | R | 185 | 33 | 3 | MCCORMICK ST |  | 1 | ISSUED | 2019-01-29
EW201901178158 | 2019-01-17 | INSTALL 13.5KWH ENERGY STORAGE SYSTEM | TESLA ENERGY OPERATIONS | R | 6274 | 020A | 567 | PARIS ST |  | 1 | COMPLETE | 2019-01-18
EW201901148060 | 2019-01-14 | INSTALL 13.5 KWH ENERGY STORAGE SYSTEM | TESLA ENERGY OPERATIONS | R | 6597 | 007U | 619 | SAN JOSE AV |  | 1 | ISSUED | 2019-01-14
EW201901188210 | 2019-01-18 | RE-WIRE 1 KITCHEN-2 BEDROOMS-FAMILY ROOM | BRILLIANT HOMES INC | R | 3622 | 36 | 855A | CASTRO ST |  | 855 | ISSUED | 2019-01-18
EW201901288376 | 2019-01-28 | ELECTRICAL UPGRADE | DI LUZIO INC. | R | 869 | 46 | 145 | BUCHANAN ST | 0 | 1 | ISSUED | 2019-01-28
E201901078264 | 2019-01-07 | CC FOR PERMIT E201804192513- REWIRE UNIT + LOW VOLTAGE. | NATIONAL -ELECTRIC | R | 6552 | 13 | 3938 | 26TH ST |  |  | ISSUED | 2019-01-07
E201901078263 | 2019-01-07 | CC FOR PERMIT E201804192514- REWIRE UNIT + LOW VOLTAGE. | NATIONAL -ELECTRIC | R | 6552 | 13 | 3940 | 26TH ST |  |  | ISSUED | 2019-01-07
E201901088289 | 2019-01-08 | RUN OUTLETS FOR NEW BATHROOMS AND NEW BEDROOMS. | MDR CONSTRUCTION | R | 6410 | 4 | 834 | LONDON ST |  |  | ISSUED | 2019-01-08
E201901258669 | 2019-01-25 | COMMERCIAL TI MINOR LIGHTING UPGRADE MINOR LIGHTING CONTROL UPGRADES MINOR POWER UPGRADES OCCUPANCY SENSORS AND AUTOMATIC TIME SWITCH CONTROLS 5 LIGHTS 4 SWITCHES 7 RECEPTACLES. | TCG BUILDERS INC
DBA THE CORE GROUP | R | 204 | 23 | 250 | CLAY ST |  | 1ST FL | ISSUED | 2019-01-25
E201901028168 | 2019-01-02 | REMODEL 1 1/2 BATHROOMS 4 LIGHTS 3 SWITCHES 4 RECEPTACLES 2 FANS. | GRACON CONSTRUCTION INC | R | 1783 | 034A | 1310 | 29TH AV |  |  | ISSUED | 2019-01-02
E201901038188 | 2019-01-03 | INSTALL 100A TEMP SERVICE | EASTWOOD DEVELOPMENT INCORPORATED | R | 2607 | 37 | 284 | ROOSEVELT WY |  |  | ISSUED | 2019-01-03
EW201901158127 | 2019-01-15 | INSTALLATION OF (24) WORK STATIONS | ALL MODULAR SYSTEMS INC. | C | 263 | 11 | 101 | CALIFORNIA ST |  | 4 | ISSUED | 2019-01-15
EW201901148088 | 2019-01-14 | INSTALLATION OF 210 MODULAR WORKSTATIONS. | ALL MODULAR SYSTEMS INC. | C | 3721 | 119 | 500 | HOWARD ST | 0 | 3 | COMPLETE | 2019-01-23
EW201901248339 | 2019-01-24 | UNIT # 2 NEW ELECTRICAL REWIRING FOR ENTIRE UNIT. NEW SUB-PANEL NEW AC UNIT AT ROOF TOP. | JAMES' ELECTRIC COMPANY | R | 275 | 007A | 946 | JONES ST |  | 2 | ISSUED | 2019-01-24
EW201901248338 | 2019-01-24 | UNIT # 1 NEW ELECTRICAL REWIRING FOR ENTIRE UNIT. NEW SUB-PANEL NEW AC UNIT AT ROOF TOP. | JAMES' ELECTRIC COMPANY | R | 275 | 007A | 946 | JONES ST |  | 2 | ISSUED | 2019-01-24
EW201901077926 | 2019-01-07 | WINTER FANCY FOODS 01/13/19 - 01/15/19 MOSCONE NORTH & SOUTH HALLS JOB # 476478 | FREEMAN DECORATING SERVICES INC | C | 3734 | 91 | 747 | HOWARD ST |  | 1 | ISSUED | 2019-01-07
EW201901228250 | 2019-01-22 | 3.4KW PV (12) MODULE SOLAR ROOFTOP FLUSH MOUNT INSTALLATION - 12 ROOF-MOUNTED SOLAR PV MODULES 290 WATTS PER MODULE 1 INTERACTIVE INVERTER TOTAL NO. OF RATING 3.4 KW. | SUNRUN INSTALLATION SERVICES INC | R | 4653 | 20 | 907 | INNES AV |  | 3 | ISSUED | 2019-01-22
E201901178489 | 2019-01-17 | AMEND PERMIT E201812218067 TO INCLUDE INSTALL WASHER AND DRYER. | B-SIDE INC. | R | 496 | 3 | 1610 | LOMBARD ST |  | #204 | COMPLETE | 2019-01-31
E201901078245 | 2019-01-07 | UPGRADE SUB PANEL. NEW COUNTER TOP PLUGS. 125 AMP SERVICE. #6' FEEDER. 5 LIGHTS 3 SWITCHES 10 RECEPTACLES 1 FAN 1 DISHWASHER 1 GARBAGE DISPOSAL 1 MICROWAVE 1 RANGE 2 SMOKE DETECTORS. | GLADIATOR CONSTRUCTION | R | 6574 | 001A | 3435 | CESAR CHAVEZ ST |  |  | ISSUED | 2019-01-08
E201901248653 | 2019-01-24 | UNIT 345: UPGRADE ELECTRICAL SERVICE PANEL NEW OUTLETS ON COUNTER. | GLADIATOR CONSTRUCTION | R | 6574 | 001A | 3435 | CESAR CHAVEZ ST |  |  | ISSUED | 2019-01-24
E201901298747 | 2019-01-29 | ELECTRICAL WORK TO ADD A GARAGE. REMODEL 1ST AND 2ND FLOORS. ADD DWELLING UNIT PER DENSITY. (20) LIGHTS (10) SWITCHES (20) RECEPTACLES (2) FANS (1) DISHWASHER (1) GARBAGE DISPOSAL (1) RANGE (4) SMOKE DETECTORS | SAN FRANCISCO DESIGN BUILD | R | 1151 | 9 | 1910 | GOLDEN GATE AV |  |  | ISSUED | 2019-01-29
EW201901168151 | 2019-01-16 | KITCHEN REMODEL AND NEW RECESSED LED LIGHTING | V B ELECTRIC | R | 863 | 18 | 77 | CARMELITA ST | 0 | 2 | ISSUED | 2019-01-16
E201901288703 | 2019-01-28 | REMODEL KITCHEN NEW SUBPANEL. NEW DEDICATED CKTS. NEW PLUGS LIGHTS SWITCHES. | ELLIOTT BUILD REMODEL LLC | R | 2901E | 3 | 232 | FOWLER AV |  |  | ISSUED | 2019-01-28
EW201901077905 | 2019-01-07 | REMODEL OF EXISTING STARBUCKS TO FACILITATE NEW FURNITURE LAYOUT | HAYDEN ELECTRIC | C | 666 | 5 | 1401 | VAN NESS AV |  | 1 | COMPLETE | 2019-01-22
E201901048209 | 2019-01-04 | INSTALL METER FOR GREEN TAG | ALL-BRIGHT ELECTRIC COMPANY INC | R | 1231 | 9 | 1512 | HAIGHT ST |  |  | COMPLETE | 2019-01-09
E201901178504 | 2019-01-17 | FULL BATH REMODEL | DARC VENTURES INC | R | 2683 | 2 | 373 | WARREN DR |  |  | ISSUED | 2019-01-17
E201901118340 | 2019-01-11 | WITNESS TEST (BASEMENT) | PYRO-COMM SYSTEMS INC. | C | 3735 | 59 | 201 | 03RD ST |  |  | COMPLETE | 2019-02-07
EW201901288408 | 2019-01-28 | INSTALLING 1 TESLA POWERWALL WITH ONE TESLA GATEWAY. INSTALLING 125 AMP LOAD CENTER | ALL BAY SOLAR | R | 1045 | 4 | 545 | LAUREL ST |  | 1 | COMPLETE | 2019-02-07
E201901228543 | 2019-01-22 | REMOVE 30A 2 POLE BREAKER 30A OUTLET TO COMPLY WITH NOV 201915682 | CLE ELECTRIC | R | 275 | 7 | 940 | JONES ST |  |  | ISSUED | 2019-01-22
EW201901308467 | 2019-01-30 | UNIT 34G-ADD (2) TWO OUTLETS IN THE KITCHEN. ADD (1) ONE 20A/120V CIRCUIT. | GREEN TECH ELECTRIC SOLUTIONS | C | 3707 | 63 | 680 | MISSION ST |  | 34 | ISSUED | 2019-01-30
EW201901248329 | 2019-01-24 | COMPLETE REMODEL WITH NEW 200AMP SERVICE KITCHEN LIVING ROOM 3 X BEDROOMS 2 X BATHROOMS & GARAGE. | A R D MAC ELECTRIC | R | 2693 | 10 | 176 | DIAMOND ST |  | 1 | ISSUED | 2019-01-24
E201901098311 | 2019-01-09 | FIRE ALARM SYSTEM CHANGE OUT. COMPLY WITH NOV # 201830111 | JOHNSON CONTROLS SECURITY SOLUTIONS LLC | C | 3918 | 10 | 550 | 15TH ST |  |  | ISSUED | 2019-01-09
E201901298735 | 2019-01-29 | ADD 1 ENTERTAINMENT ROOM 1 GUEST ROOM 2 BATHROOMS AND CLOSET ON 1ST FL; ADD 1 MASTER BATHROOM AND POWDER ROOM. RELOCATE EXISTING BATHROOM. REMODEL (E) KITCHEN AREA AND RELOCATE INTERIOR WALL ON 2ND FL; INFILL (E) LIGHTWELL ADD 5 SKYLIGHTS UPGRADE LIGHTING ON 2ND FL | INNOVATIVE CONSTRUCTION IMPLEMENT | R | 5980 | 8 | 260 | GIRARD ST |  |  | ISSUED | 2019-01-29
E201901048216 | 2019-01-04 | UNIT 4: UNIT LEGALIZATION PER ORIDINANCE 43-14. NEW PLUGS LIGHTS SWITCHES SUBPANEL HABITABLE SPACE BATHROOM & KITCHEN. | INNOVATIVE CONSTRUCTION IMPLEMENT | R | 1407 | 3 | 323 | 26TH AV |  |  | ISSUED | 2019-01-04
E201901308785 | 2019-01-30 | NEW SERVICE PANEL 125AMP RENOVATE GARAGE/ REMODEL (E) BATHROOM ADD 3 NEW BATHROOM RECONGIGURE STAIRS MISC REMODEL KITCHEN. 40 LIGHTS 43 SWITCHES 30 RECEPTACLES 3 FANS 1 DISHWASHER. 1 MICROWAVE 1 RANGE 6 SMOKE DETECTOR. | MUELLER CONSTRUCTION | R | 2965A | 27 | 47 | GAVIOTA WY |  |  | ISSUED | 2019-01-30
EW201901097984 | 2019-01-09 | ELECTRICAL WORKS FOR WHOLE HOUSE. | ICP ELECTRIC CORP | R | 3098 | 7 | 76 | SAN RAFAEL WY |  | 3 | ISSUED | 2019-01-09
E201901048208 | 2019-01-04 | SUITE 335: TENANT IMPROVEMENT: INSTALL CONVIEANCE PLUGS ON NEW DEMISING WALL. OK PER BY. | NOMELLINI CONSTRUCTION * ASK FOR ID * | C | 642 | 88 | 1700 | CALIFORNIA ST | 1008 | SUITE 335 | COMPLETE | 2019-01-08
E201901118341 | 2019-01-11 | UNIT 22: ELECTRICAL FOR KITCHEN AND BATHROOM REMODEL. (3) LIGHTS (5) SWITCHES (10) RECEPTACLES (1) GARBAGE DISPOSAL | NOMELLINI CONSTRUCTION * ASK FOR ID * | R | 550 | 25 | 2360 | VAN NESS AV |  |  | ISSUED | 2019-01-11
E201901148400 | 2019-01-14 | INSTALL (3) 2 WAY COMMUNICATION CALL STATIONS INSTALL CONDUIT & SUPPORTS PULL WIRE & TERMINATIONS | WEST COAST ELECTRIC SERVICE COMPANY INC | R | 3713 | 6 | 1 | MARKET ST |  |  | COMPLETE | 2019-02-05
E201901288719 | 2019-01-28 | KITCHEN AND BATH REMODEL. BRING EVERYTHING UP TO CODE. NEW 200AMP SUBPANEL. | RELIANCE BUILDING & MAINTANANCE | R | 4089 | 35 | 823 | HAMPSHIRE ST |  |  | ISSUED | 2019-01-28
E201901078265 | 2019-01-07 | UNIT A: REMODEL KITCHEN AND BATHROOM. BRING ELECTRICAL AND PLUMBING TO CODE. ADDING WASHER AND DRYER. 10 LIGHTS 10SWITCHES. 1 FAN 2 DISHWASHER 1 RANGE 2 SMOKE DETECTOR. | BRIGHTER BAY BUILDERS INC | R | 3726 | 88 | 571 | MINNA ST |  |  | ISSUED | 2019-01-07
E201901078244 | 2019-01-07 | UPGRAD ERESIDENTIAL ELECTRICAL 5 LIGHTS 5 SWITCHES 8 RECEPTACLES 1 FAN 3 SMOKE DETECTORS. | POWER IN ELECTRIC INC. | R | 1269 | 206 | 183 | DOWNEY ST | 0 |  | ISSUED | 2019-01-07
EW201901047873 | 2019-01-04 | UPGRADE SERVICE TO 400 AMPS AND INSTALL LIGHT FIXTURES AND RECEPTACLES | SFC ELECTRIC CO | C | 3510 | 9 | 160 | 10TH ST |  | 1 | ISSUED | 2019-01-04
E201901158425 | 2019-01-15 | UNIT # 403: REMODEL EXISTING KITCHEN AND BOTHROOM INSTALL NEW LAUNDRY ROOM. 10 LIHGTS 6 SWITCHES 15 RECEPTACLES 1 FAN 1 DISHWASHER 2 SMOKE DETECTOR 1 RANGE. NEW 60AMP SUB PANEL. | CASMAN CONSTRUCTION INC | R | 271 | 21 | 665 | PINE ST | 0 |  | ISSUED | 2019-01-15
E201901188524 | 2019-01-18 | UNIT 607: ELECTRICAL WORK TO RELOCATE AND REMODEL EXISTING KITCHEN REMODEL EXISTING BATHROOM INSTALL WASHER AND DRYER. (10) LIGHTS (6) SWITCHES (19) RECEPTACLES (1) FAN (1) DISHWASHER (1) RANGE (2) SMOKE DETECTOR | CASMAN CONSTRUCTION INC | R | 337 | 007A | 320 | TURK ST |  |  | ISSUED | 2019-01-18
E201901248645 | 2019-01-24 | 3C: REHABILITATE EXISTING KITCHEN BATHROOM AND INSTALL WASHER/DRYER | HOLLAND BROOKS BUILDERS INC | R | 132 | 48 | 1 | SAN ANTONIO PL | 0 |  | ISSUED | 2019-01-24
E201901258684 | 2019-01-25 | ELECTRICAL WIRING ELECTRICAL PANEL 28 LIGHTS 10 SWITCHES 18 RECEPTACLES 1 RANGE 7 SMOKE DETECTORS | SHER CONSTRUCTION INC | R | 1512 | 37 | 546 | 33RD AV |  |  | ISSUED | 2019-01-25
EW201901158126 | 2019-01-15 | INSTALLATION OF WORKSTATIONS | PROGRESSIVE ASSEMBLY CORPORATION | C | 3709 | 006A | 50 | FREMONT ST |  | 18 | ISSUED | 2019-01-15
EW201901168146 | 2019-01-16 | INSTALLATION OF 40 STATIONS | PROGRESSIVE ASSEMBLY CORPORATION | C | 3788 | 41 | 665 | 03RD ST |  | 2 | COMPLETE | 2019-01-22
E201901098310 | 2019-01-09 | INSTALL SOLAR POWER SYSTEM. 11 PV MODULES 300 WATTS PER MODULE 3.30 DC KW RATING | ENERGYETP.USA.INC/CANOPY*SEE NOTES* | R | 5312 | 24 | 1790 | OAKDALE AV |  |  | ISSUED | 2019-01-09
E201901098304 | 2019-01-09 | E201901098308RN OOF MOUNTED SOLAR PHOTOVOLTAIC SYSTEM 27 MODULES 300 WATTS 8.1 KW PLAN 2154 | SOLARFIRST INC DBA FIRSTPV | R | 3261 | 20 | 311 | SAN BENITO WY |  | ROOF | COMPLETE | 2019-01-31
E201901098307 | 2019-01-09 | ROOF MOUNTED SOLAR VOLTAIC SYSTEM 14 MODULES X 300=4.2 PLAN 2155 | SOLARFIRST INC DBA FIRSTPV | R | 7136 | 58 | 3425 | ALEMANY BL |  | ROOF | ISSUED | 2019-01-09
E201901108321 | 2019-01-10 | SOLAR PERMIT: 13 PV MODULES 330 WATTS PER MODULE 4.29 (DC) KW. PLAN #2071(R1) | SOLARFIRST INC DBA FIRSTPV | R | 5321 | 16 | 1758 | PALOU AV |  |  | REINSTATED | 2019-01-24
EW201901097979 | 2019-01-09 | WHOLE HOUSE REMODEL . FIRST FLOOR TWO BATHROOM TWO BEDROOM ONE FAMILY ROOM SECOND FLOOR ONE BATHROOM ONE KITCHEN TWO BEDROOM ONE LIVING ROOM . INSTALL LIGHTS AND RECEPTACLE. INSTALL ONE SUBPANEL IN SECOND FLOOR TWO SUBPANEL IN FIRST ROOM. | BLUE WOOD CONSTRUCTION INC | R | 1507 | 10 | 551 | 37TH AV |  | 1 | ISSUED | 2019-01-09
EW201901248324 | 2019-01-24 | PERMIT FOR A TEMPORARY SERVICE UNDERGROUND. | M MACIEL ELECTRIC INC | R | 6489 | 90 | 2 | BYRON CT |  | 2 | COMPLETE | 2019-01-31
E201901228570 | 2019-01-22 | RENEW PERMIT # E201703103494 | EVER GRANDE CONSTRUCTION INC | R | 1632 | 6 | 627 | 12TH AV |  |  | COMPLETE | 2019-01-28
E201901088291 | 2019-01-08 | T.I.: NEW PLUGS LIGHTS & SWITCHES. REMODEL 1 GROUND FLOOR SPACE TO BYCICLE RENTAL SPACE. WORK TO INCLUDING RECEPTION RESTROOMS AND RENTAL SPACE. | T & W CONSTRUCTION CO INC | C | 503 | 112 | 1465 | LOMBARD ST |  |  | ISSUED | 2019-01-08
E201901248637 | 2019-01-24 | UPGRADE ELECTRICAL NEW SUBPANEL 15 LIGHTS 8 SWITCHES 20 REDCEPTACLES 1 FAN 1 DISHWASHER 1 GARBAGE DISPOSAL 1 RANGE 3 SMOKE DETECTORS. | BOSS CONSTRUCTION INC. | R | 551 | 16 | 1599 | GREEN ST |  | #205 | ISSUED | 2019-01-25
E201901228577 | 2019-01-22 | UNIT 11: INSTALL ELECTRICAL SUBPANEL LIGHT AND OUTLET AT KITCHEN GFI OUTLET AT BATHROOM | HT CONSTRUCTION COMPANY | R | 1058 | 1 | 1 | WOOD ST |  |  | ISSUED | 2019-01-22
E201901118359 | 2019-01-11 | REMODEL BATHROOM 2 LIGHTS 1 SWITCH. | PRO COM HOME SERVICES CALIFORNIA INC | R | 646 | 53 | 1635 | CALIFORNIA ST | 76 |  | ISSUED | 2019-01-11
E201901258686 | 2019-01-25 | ADD 2 BEDROOMS 1 FULL BATH SIDE ENTRY DOOR AND MEDIA ROOM AT 1ST FLR. NEW PLUGS LIGHTS SWITCHES ADD 125AMP MAIN PANEL. | TRITEC CONSTRUCTION COMPANY INC | R | 5976 | 4 | 234 | HOLYOKE ST |  |  | ISSUED | 2019-01-25
E201901188535 | 2019-01-18 | REMODEL KITCHEN AND BATH 6 LIGHTS 6 SWITCHES 4 RECEPTACLES 1 FAN 1 RANGE 1 SMOKE DETECTOR. | AXEL8 CONSTRUCTION | R | 222 | 23 | 1146 | TAYLOR ST |  | #12 | ISSUED | 2019-01-18
E201901228564 | 2019-01-22 | INSTALL SOLAR POWER SYSTEM 20 PV MODULES 315 WATTS PER MODULE 6.3 DC KW RATING PLAN 2172. | MICHAEL DELP - MAD ENERGY | R | 5927 | 8 | 154 | BRUSSELS ST |  |  | ISSUED | 2019-01-22
EW201901158114 | 2019-01-15 | STORE# 52 INSTALL A METER | COPPERGOLD ELECTRIC INC | C | 341 | 8 | 50 | MASON ST | 0 | 1 | ISSUED | 2019-01-15
E201901248635 | 2019-01-24 | RUN NEW CIRCUITS FOR GARAGE. (1) GARAGE DOOR OPENER. (1) LIGHT AND PLUG IN (4) GARAGES | BRIDGE ELECTRICAL | R | 649 | 13 | 1808 | OCTAVIA ST |  |  | ISSUED | 2019-01-24
E201901308789 | 2019-01-30 | SERVICE UPGRADE FOR SOLAR INSTALL 125AMP PANELBOARD. | PETER ELLIS CONSTRUCTION | R | 5381 | 030A | 1920 | SILVER AV |  |  | ISSUED | 2019-01-30
E201901248629 | 2019-01-24 | UNIT 202: ELECTRICAL FOR KITCHEN REMODEL AND UPGRADE EXISTING ELECTRICAL SUBPANEL. (6) RECEPTACLES (1) DISHWASHER (1) GARBAGE DISPOSAL | INNOVATOR ELECTRIC INC | R | 513 | 21 | 2451 | GREENWICH ST |  |  | ISSUED | 2019-01-24
E201901118365 | 2019-01-11 | UPGRADE RESIDENTIAL WIRING INSTALL 60A SUBPANEL 10 LIGHTS 10 SWITCHES 10 RECEPTACLES 1 DISHWASHERS 1 RANGE 2 SMOKE DETECTORS WASHER AND DRYER. | US CONSTRUCTION CALIFORNIA INC | R | 271 | 17 | 530 | STOCKTON ST |  | #201 | ISSUED | 2019-01-11
E201901288706 | 2019-01-28 | INSTALL (4) ELECTRIC VEHICLE "EV" CHARGING STATION (1) ELECTRICAL PANEL SIGNAGE AT PARKING GARAGE AREA. (NORTHEAST AREA OF BLOCK ON LARKIN). | PACIFIC LIGHTING MANAGEMENT INC | C | 0452T | 026J | 900 | NORTH POINT ST | 534 |  | ISSUED | 2019-01-28
EW201901228252 | 2019-01-22 | DEMO ELECTRICAL LIGHTING LIGHTING CONTROLS POWER AND FIRE ALARM INSTALLATION AT CHEGG SUITE 400 | VICTORY ELECTRIC | R | 3738 | 11 | 301 | HOWARD ST |  | 400 | ISSUED | 2019-01-22
E201901248650 | 2019-01-24 | 40 AMP CAR CHARGER |  | R | 6597 | 40 | 43 | DUNCAN ST |  |  | COMPLETE | 2019-02-01