## pissued_permits
PIDPMT# | APP_DATE | FST_N | LST_NO | STREET | ST_SFX | UNIT# | STATUS | STATUS_DATE | CONTRACTOR COMPANY | DESCRIPTION
PW20200701613 | 01-JUL-20 | 195 |  | URBANO | DR |  | ISSUED | 01-JUL-20 | ALLIANCE PLUMBING WORKS INC | WORK CATEGORY: 1P; INSTALLATION SHOWER PAN
PP20200701052 | 01-JUL-20 | 1050 |  | NORTH POINT | ST | 1503 | ISSUED | 01-JUL-20 | S & I CONSTRUCTION INC | REMODEL KITCHEN AND BATHROOM LIKE FOR LIKE
PW20200701634 | 01-JUL-20 | 100 |  | BELGRAVE | AV |  | ISSUED | 01-JUL-20 | EAST WISH CONSTRUCTION INC | WORK CATEGORY: 1P; CHANGED SHOWER DRAIN LOCATION INSTALLED NEW SHOWER CONTROL VALVE SHOWER PANE WATER PROOFING.
PW20200701631 | 01-JUL-20 | 4619 |  | ULLOA | ST |  | ISSUED | 01-JUL-20 | ALVAREZ CONSTRUCTION & TILE INC | WORK CATEGORY: 1P; KITCHEN REMODEL TWO BATHROOMS REMODEL AND ONE SHOWER PAN.
PW20200701622 | 01-JUL-20 | 50 |  | CALIFORNIA | ST |  | ISSUED | 01-JUL-20 | PRIBUSS ENGINEERING INC | WORK CATEGORY: 5P; JC 4994 - 33RD FLOOR - FURNISH AND INSTALL NEW SINKS/FAUCETS GARBAGE DISPOSAL WATER FILTERS REDUCE PRESSURE BACKFLOW PREVENTER (RPBP) TANKLESS WATER HEATERS LEAK DETECTION WITH SOLENOID VALVES WATER CLOSETS/FLUSH VALVES URINALS/FLUSH VALVES LAVATORY BOWLS/FAUCETS DRINKING FOUNTAIN FLOOR DRAINS ISOLATION VALVES CONDENSATE DRAIN WASTE VENT AND WATER PIPING. ROUGH-IN AND CONNECT APPLIANCES INCLUDING BUT NOT LIMITED TO: DISHWASHERS WATER DISPENSERS COFFEE MAKERS AND REFRIGERATORS.
PW20200701604 | 01-JUL-20 | 1600 |  | POWELL | ST |  | ISSUED | 01-JUL-20 | THE COOKS' LINE INC/ALFRESCO HEATING | WORK CATEGORY: 2PA; EXTEND GAS PLUMBING LINE TO ACCOMMODATE INSTALLATION OF TWO NATURAL GAS PATIO HEATERS
PW20200701625 | 01-JUL-20 | 120 |  | DORADO | TR |  | COMPLETE | 07-JUL-20 | ACE PLUMBING & ROOTER | WORK CATEGORY: 1P; SEWER REPAIR
PW20200701614 | 01-JUL-20 | 3926 |  | MISSION | ST |  | ISSUED | 01-JUL-20 | FIVE STAR PLUMBING & ROOTER | WORK CATEGORY: 1P; INSTALL ROUGH PLUMBING FOR SINK
PMW20200701630 | 01-JUL-20 | 20 |  | ELSIE | ST |  | ISSUED | 01-JUL-20 | LASLEY MECHANICAL | WORK CATEGORY: 1M; ROUGH IN FOR ELECTRIC MINISPLIT.
PP20200701058 | 01-JUL-20 | 143 |  | CORBETT | AV |  | ISSUED | 07-JUL-20 | KNAB BUILDER | INSTALLATION OF NEW KITCHEN 2 SHOWER BATHROOMS LAUNDRY TANKLESS WATER HEATER TRENCH DRAIN ON FRONT DOOR RAIN WATER FROM LIGHTWELL AND INSTALLATION OF SUMPUMP AND EXTERIOR SINK AND RELOCATE GAS LINE.
PP20200701048 | 01-JUL-20 | 410 |  | CAMPBELL | AV |  | COMPLETE | 13-JUL-20 | A AND T PLUMBING | RENEWAL & CONTINUATION OF PP#20180402213: ADDED PLUMBER TO INSTALL 3 BATHROOMS & WATER HEATER
PW20200701635 | 01-JUL-20 | 89 |  | FOREST SIDE | AV |  | ISSUED | 01-JUL-20 | BAY CITY PLUMBING | WORK CATEGORY: 2PA; RENEWING PERMIT # PW20190301294 WHICH EXPIRED BECAUSE EVERYONE KNOWS CONSTRUCTION PROJECTS NEVER GO ON LONGER THAN A YEAR
PW20200701626 | 01-JUL-20 | 143 |  | COLLINS | ST |  | ISSUED | 01-JUL-20 | BOB MORITZ'S RELIABLE PLUMBING/SERVICE | WORK CATEGORY: 2PA; 2 WATER CLOSETS 3 LAVES 1 SHOWER 1 WASHER 1 GAS TO THE DRYER 1 KITCHEN SINK 1 WATER TO THE ICEMAKER 1 GAS TO THE RANGE 1 ROOF DRAIN 1 WATER HEATER AND GAS TO THE NEW FURNACE.
PP20200701057 | 01-JUL-20 | 1820 | 1820 | LYON | ST |  | COMPLETE | 09-JUL-20 | O'PRO CONSTRUCTION INC. | RENEW PERMIT PP 20190530262 FOR FINAL INSPECTION
PP20200701053 | 01-JUL-20 | 360 |  | POST | ST |  | ISSUED | 01-JUL-20 | LEGACY MECHANICAL & ENERGY SERVICES INC | RELOCATE 1 WATTS BACK FLOW DEVICE M#LF009MZQT S#109959. LOCATED IN BASEMENT MECHANICAL ROOM
PW20200701627 | 01-JUL-20 | 36 |  | LORAINE | CT |  | ISSUED | 01-JUL-20 | ARB INC | WORK CATEGORY: 1P; GAS HOUSELINE EXT
PW20200701621 | 01-JUL-20 | 4384 |  | 23RD | ST |  | COMPLETE | 06-JUL-20 | ACE PLUMBING & ROOTER | WORK CATEGORY: 1P; SEWER REPAIR
PP20200701050 | 01-JUL-20 | 591 |  | SPRUCE | ST |  | ISSUED | 22-JUL-20 | MENESES CONSTRUCTION (CK ID) | RUN WATER LINES DRAINS AND VENTS FOR (3) BATHROOMS (1) KITCHEN AND (1) LAUNDRY ROOM.
PW20200701628 | 01-JUL-20 | 48 |  | LORAINE | CT |  | ISSUED | 01-JUL-20 | ARB INC | WORK CATEGORY: 1P; GAS HOUSELINE EXT
PW20200701619 | 01-JUL-20 | 1000 |  | CORTLAND | AV | 0 | COMPLETE | 17-JUL-20 | RENSTROM PLMBG & HEATING | WORK CATEGORY: 1P; NEW LOCATION FOR PG&E GAS METERS. 10 METERES MOVED 2 FEET TO NEW GAS FIRE ROOM. NEED 10 PINK TAGS
PP20200701045 | 01-JUL-20 | 1300 |  | SACRAMENTO | ST |  | COMPLETE | 14-JUL-20 | ALEX HE GENERAL CONSTRUCTION | UNIT#305: APARTMENT REMODEL KITCHEN AND BATHROOM REMODEL. NO FIXTURE OR STRUCTURAL CHANGES. ALL REMODEL WORK IN-KIND.
PP20200701049 | 01-JUL-20 | 3645 |  | BUCHANAN | ST |  | ISSUED | 01-JUL-20 | TRITECH CONSTRUCTION | ADA UPGRADE RELOCATING TOILET
PW20200701611 | 01-JUL-20 | 468 |  | 07TH | AV |  | COMPLETE | 23-JUL-20 | BACKFLOW PREVENTION SPECIALISTS INC | WORK CATEGORY: 11P; REPLACE ONE (1) 4" AMES 3000SS DCDA SERIAL # 31K0683 WITH ONE (1) 4" WILKINS 350ASTDAR DCDA BACKFLOW PREVENTION ASSEMBLY ON THE FIRE WATER SERVICE.
PW20200701624 | 01-JUL-20 | 6 |  | LORAINE | CT |  | COMPLETE | 06-JUL-20 | ARB INC | WORK CATEGORY: 1P; GAS HOUSELINE EXT
PW20200701608 | 01-JUL-20 | 833 |  | DOUGLASS | ST | 0 | ISSUED | 01-JUL-20 | MARTIN BROOKES DBA:HERITAGE MARBLE &TILE | WORK CATEGORY: 1P; SHOWER PAN
PW20200701618 | 01-JUL-20 | 242 |  | HAHN | ST |  | ISSUED | 01-JUL-20 | H & M FIRE PROTECTION INC. | WORK CATEGORY: 4PB; INSTALL FIRE SPRINKLER AND STANDPIPES IN NEW APARTMENT BUILDING.
PW20200701616 | 01-JUL-20 | 3508 |  | 24TH | ST |  | ISSUED | 01-JUL-20 | KASHANEH CONSTRUCTION | WORK CATEGORY: 1P; WORK CATEGORY: 1P; REMODEL UNITS 3506 AND 3508 (2) KITCHENS (7)BATHROOMS (2) LAUNDRY REPLACE PLUMBING FIXTURES ANDAPPLIANCES (3) SHOWER PAN. RENEW PERMIT PP20180406361
PP20200701051 | 01-JUL-20 | 2 |  | 18TH | AV |  | COMPLETE | 31-JUL-20 | SCULPT GARDENS INC | INSTALL OF IRRIGATION VALVES FOR RESIDENTIAL LANDSCAPING FRONT AND BACK YARD 6 BACK FLOW DEVICES
PP20200701046 | 01-JUL-20 | 1474 |  | SACRAMENTO | ST |  | ISSUED | 01-JUL-20 | B-SIDE INC. | UNIT 100: REMODEL KITCHEN & BATH
PM20200701059 | 01-JUL-20 | 143 |  | CORBETT | AV |  | ISSUED | 07-JUL-20 | KNAB BUILDER | INSTALLATION OF NEW FURNACE KITCHEN HOOD VENT LAUNDRY VENT 2 BATHROOM EXHAUST VENTS.
PW20200701612 | 01-JUL-20 | 1380 |  | GREENWICH | ST |  | COMPLETE | 02-JUL-20 | EARTHQUAKE ENTERPRISES INC DBA HETHERING | WORK CATEGORY: 8P; REMOVE EXISTING BOILER SERIAL # 8892550 AND INSTALL NEW HOT WATER BOILER.
PP20200701044 | 01-JUL-20 | 2032 |  | GREENWICH | ST |  | ISSUED | 01-JUL-20 | F C PLUMBING | RELOCATE 2 KITCHEN REMODEL 4 BATHROOMS INSTALL 2 WATER HEATERS & 2 LAUMDRY. ALL WORK AT 4TH FLOOR. REFER TO PA 201703242320
PW20200701617 | 01-JUL-20 | 436 |  | CORBETT | AV |  | ISSUED | 01-JUL-20 | RENSTROM PLMBG & HEATING | WORK CATEGORY: 1P; NEW FURNACE AND WATER HEATER
PW20200701615 | 01-JUL-20 | 1800 |  | OWENS | ST |  | ISSUED | 01-JUL-20 | D P W INC. | WORK CATEGORY: 5P; ONE PANTRY SINK ON THE 7TH FLOOR OF AN EXISTING 12 STORY COMMERCIAL BUILDING. ( SECTOR 1).
PW20200701607 | 01-JUL-20 | 200 |  | PAUL | AV |  | COMPLETE | 23-JUL-20 | CRITCHFIELD MECHANICAL INC | WORK CATEGORY: 11P; AMEND PERMIT NUMBER PP20191126540 TO INCLUDE 1-1/2" BACKFLOW PREVENTER FOR THE MECHANICAL SYSTEM
PW20200701620 | 01-JUL-20 | 2550 |  | 18TH | AV |  | ISSUED | 01-JUL-20 | BELLANTI PLUMBING INC | WORK CATEGORY: 2PA; NEW DRINKING FOUNTAIN & CONDENSATE FOR COOLING UNIT.
PW20200701610 | 01-JUL-20 | 48 |  | APPLETON | AV |  | COMPLETE | 06-JUL-20 | GAGNE BROS. DBA BENJAMIN FRANKLIN PLUMBI | WORK CATEGORY: 1P; SEWER REPLACEMENT FROM HOUSE TRAP TO INFRONT GARAGE. APPROX. 25 FT.
PMW20200701636 | 01-JUL-20 | 75 |  | VALLEY | ST |  | ISSUED | 01-JUL-20 | M C L HEATING & AIR CONDITIONING INC | WORK CATEGORY: 1M; INSTALL QTY 2 HIGH EFFICIENCY FURNACE HEATING SYSTEMS
PP20200701054 | 01-JUL-20 | 208 |  | PENNSYLVANIA | AV | 104 | COMPLETE | 16-JUL-20 | ROD'S GENERAL BUILDERS INC | REMODEL KITCHEN
PP20200701055 | 01-JUL-20 | 22 |  | RICO | WY |  | ISSUED | 07-JUL-20 | CAL SUMMIT BUILDERS | BATH REMODEL WITH SHOWER
PW20200701609 | 01-JUL-20 | 206 |  | MONTEREY | BL |  | ISSUED | 01-JUL-20 | C & H PLUMBING CO. | WORK CATEGORY: 2PB; INSTALL ALL NEW DWV PIPE WATER PIPE GAS PIPE FOR FOUR NEW FULL BATHROOMS TWO KITCHEN SINK TWO LAUNDRY DRAINS TWO NEW WATER HEATERS TWO NEW RANGEAS TWO NEW FURNACES TWO NEW DRYERS
PP20200701047 | 01-JUL-20 | 1474 |  | SACRAMENTO | ST |  | ISSUED | 01-JUL-20 | B-SIDE INC. | UNIT 103 REMODEL KITCHEN AND BATH
PW20200701605 | 01-JUL-20 | 229 |  | POINT LOBOS | AV |  | COMPLETE | 14-JUL-20 | ATLAS PLUMBING AND ROOTER | WORK CATEGORY: 1P; SEWER REPLACEMENT
PP20200701056 | 01-JUL-20 | 1246 |  | LOMBARD | ST |  | COMPLETE | 09-JUL-20 | L C BUILDERS INC | REPLACE EXISTING BROKEN SEWAGE LINE FROM THE HOUSE TO THE HOUSE VENT AND P-TRAP
PMW20200701629 | 01-JUL-20 | 20 |  | ELSIE | ST |  | ISSUED | 01-JUL-20 | LASLEY MECHANICAL | WORK CATEGORY: 1M; SUPPLY AND INSTALL 1 ELECTRIC ONLY HEAT PUMP.
PW20200701633 | 01-JUL-20 | 563 |  | SHOTWELL | ST | 0 | COMPLETE | 08-JUL-20 | ROMAN TILE COMPANY | WORK CATEGORY: 1P; SHOWER PAN INSTALLATION.
PW20200701632 | 01-JUL-20 | 2288 |  | BROADWAY | * | 1 | ISSUED | 01-JUL-20 | NIGEL MULGREW PLUMBING INC. | WORK CATEGORY: 1P; GAS SUPPLY FOR FIRE TABLE AND HEAT LAMP 3 AREA DRAINS DRAINS BASE OF HOT TUB AND HEAT LAMP VAULT 5 HOSE BIBS STUB OUT FOR IRRIGATION SUB AND LIL MAX SAND INTERCEPTOR
PW20200701606 | 01-JUL-20 | 2598 |  | DIAMOND | ST |  | ISSUED | 01-JUL-20 | AFFORDABLE WATER HEATERS AND PLUMBING IN | WORK CATEGORY: 1P; REPLACE WATER HEATER SAME LOCATION
PW20200701623 | 01-JUL-20 | 950 |  | TENNESSEE | ST |  | COMPLETE | 22-JUL-20 | MADDEN PLUMBING LLC | WORK CATEGORY: 8P; INSTALLATION OF (2) LOCHINVAR COMMERCIAL WATER HEATERS
PW20200702651 | 02-JUL-20 | 470 |  | STAPLES | AV |  | ISSUED | 02-JUL-20 | AWESOME PLUMBING INC | WORK CATEGORY: 1P; 39 GALLON GAS WATER HEATER REPLACEMENT.
PW20200702645 | 02-JUL-20 | 752 |  | CLAYTON | ST | 0 | COMPLETE | 09-JUL-20 | A & M PLUMBING | WORK CATEGORY: 1P; REPLACE A HOUSE TRAP ON SIDEWALK
PP20200702077 | 02-JUL-20 | 2011 |  | SACRAMENTO | ST | 0 | ISSUED | 08-JUL-20 | TALBCO DEVELOPMENT CORP DBA SUPREME BUIL | ARCH STRUCTURAL STAMPED #201712136357 S1. SITE PLAN ARCH STAMPED 201712136357 S/R1. STRUCTURAL SOFT STORY RETROFIT STAMPED 201912129457. 2 ADU UNITS EACH WITH 1 FULL BATH AND 1 FULL KITCHEN. REMOVE EXISTING WATER HEATER AND INSTALL A COMBINATION BOILER WITH RADIANT HEAT.
PP20200702075 | 02-JUL-20 | 1846 |  | 38TH | AV |  | ISSUED | 02-JUL-20 | YES GENERAL CONSTRUCTION BUILDER LLC | REMODEL FULL BATHROOM ON 2ND FLOOR & 1ST FLOOR. ADD PLUMBING SYSTEM. REPLACE WATER HEATER
PP20200702076 | 02-JUL-20 | 25 |  | VISTA VERDE | CT |  | ISSUED | 02-JUL-20 | JA CONSTRUCTOIN | IN-KIND REMODEL OF ALL BATHROOMS AND KITCHEN. ADD 2ND SINK IN MASTER + HALL BATHROOMS. ADD 2ND SHOWER IN MASTER SHOWER. UPGRADE WATER SUPPLY TO 3/4" AS NEEDED TO CODE. BRING MASTER SHOWER DRAIN TO CODE. CAP GAS LINES IN KITCHEN.
PP20200702061 | 02-JUL-20 | 1001 |  | POTRERO | AV |  | ISSUED | 10-JUL-20 | BOLDT CALIFORNIA INC | 3 SEWER TIE-INS AND MANHOLE INSTALLATION TO THE 18" CS SEWER LINE RUNNING N-S UNDER THE PRIVATE DROP OFF STORM DRAIN SEWER TIE-IN TO A PRIVATE SEWER LINE NORTH OF THE PROJECT. 2 LOW PRESSURE FIRE HYDRANT INSTALLATIONS ON PRIVATE PROPERTY. 1" IRRIGATION LINE WM AND BFP. 4" DOMESTIC LINE WM AND BFP. 6" FIRE WATER LINE AND BFP. ALL TYING INTO VERMONT STREET THAT WILL TERMINATE 5' FROM FUTURE BUILDING FOOTPRINT.
PW20200702638 | 02-JUL-20 | 1640 |  | HAIGHT | ST | 0 | ISSUED | 02-JUL-20 | O'DONOVAN PLUMBING INC. | WORK CATEGORY: 2PB; PLUM NEW BATHROOM IN COMMERCIAL SPACE
PP20200702062 | 02-JUL-20 | 2323 |  | JONES | ST |  | COMPLETE | 08-JUL-20 | O'REILLY TILE DESIGN INC | 1 SHOWER PAN INSTALLATOIN IN MASTER BATHROOM.
PW20200702658 | 02-JUL-20 | 1945 |  | CLAY | ST | 0 | ISSUED | 02-JUL-20 | F & A PLUMBING & ROOTER | WORK CATEGORY: 1P; KITCHEN BATHROOM REMODEL. INCLUDES TUB SURROUND SHOWER FAUCET TOILET SINK FAUCET
PW20200702646 | 02-JUL-20 | 2340 |  | 29TH | AV |  | COMPLETE | 08-JUL-20 | ACE PLUMBING & ROOTER | WORK CATEGORY: 1P; SEWER REPAIR
PW20200702643 | 02-JUL-20 | 2430 |  | 26TH | AV |  | ISSUED | 02-JUL-20 | ORAN PLUMBING CORP | WORK CATEGORY: 2PA; INSTALL RADIANT HEATING SYSTEM ON BOTH FLOORS NEW INDIRECT TANK AND BOILER
PMW20200702644 | 02-JUL-20 | 2060 |  | UNION | ST | 6 | ISSUED | 02-JUL-20 | ASSOCIATED HEATING OF SF | WORK CATEGORY: 2M ; EXTENT FURNACE FLUES & COMBUSTION AIR DUCTS FROM LOWER UNIT THROUGH UPPER UNIT (APARTMENT #6) TO ROOF.
PMW20200702650 | 02-JUL-20 | 125 |  | PIOCHE | ST |  | ISSUED | 02-JUL-20 | GOLDEN BAY MECHANICAL CO. | WORK CATEGORY: 1M; INSTALL NEW FURNACE AC AND DUCT WORK.
PW20200702648 | 02-JUL-20 | 3101 |  | ULLOA | ST |  | COMPLETE | 09-JUL-20 | DEALS ON WHEELS PLUMBING | WORK CATEGORY: 2PB; INSTALLING SEWER LATERAL CLEANOUT 2FEET FROM HOME AND HOUSE-TRAP WITH RISER AND SIDEWALK PLATE
PW20200702642 | 02-JUL-20 | 1595 |  | GREENWICH | ST | 0 | COMPLETE | 09-JUL-20 | EARTHQUAKE ENTERPRISES INC DBA HETHERING | WORK CATEGORY: 2PA; REMOVE EXISTING REDUCE PRESSURE BOILER MAKE UP BACKFLOW DEVICE SERIAL #PV901 AND INSTALL NEW BACKFLOW DEVICE
PW20200702653 | 02-JUL-20 | 4660 |  | 18TH | ST |  | ISSUED | 02-JUL-20 | NORTH SOUTH PLUMBING INC. | WORK CATEGORY: 1P; EXISTING TUB CONVERTED TO SHOWER.
PM20200702074 | 02-JUL-20 | 634 | 634 | SOUTH VAN NESS | AV |  | ISSUED | 02-JUL-20 | YK MASON & SONS INC | #634A: INSTALL FURNACE. #634: INSTALL FURNACE AND RELOCATE HVAC. INSTALL TANKLESS WATER HEATER
PP20200702064 | 02-JUL-20 | 1468 |  | SANCHEZ | ST |  | ISSUED | 02-JUL-20 | VALEX CONSTRUCTION | INTERIOR REMODEL: 1/F RENOVATE BATHROOM IN KIND 2/F: REMODEL KITCHEN AND BATHROOM 3/F RENOVATE BATH INKIND.
PW20200702655 | 02-JUL-20 | 2944 |  | GOUGH | ST |  | COMPLETE | 08-JUL-20 | O'GRADY PLUMBING | WORK CATEGORY: 1P; REPLACE DEFECTIVE SEWER LATERAL FROM THE FACE OF THE PROPERTY TO THE CURB
PW20200702641 | 02-JUL-20 | 357 |  | ARKANSAS | ST |  | ISSUED | 02-JUL-20 | PIPE WORKS PLUMBING | WORK CATEGORY: 2PB; PLEASE REFERENCE EXPIRED PERMIT #PW20180612455
PP20200702073 | 02-JUL-20 | 634 | 634 | SOUTH VAN NESS | AV |  | ISSUED | 02-JUL-20 | YK MASON & SONS INC | WORK IN 634A 634: NEW PIPE FROM THE BATHROOM AND KITCHEN. REMODEL KITCHEN AND BATHROOM. NEW PLUMBING FOR THE ADU 634A.
PP20200702067 | 02-JUL-20 | 690 |  | BAY | ST | 0 | COMPLETE | 06-JUL-20 | OLMEC BUILDERS INC | KITCHEN REMODEL.
PP20200702066 | 02-JUL-20 | 3001 |  | 24TH | ST |  | ISSUED | 09-JUL-20 | J. FLORES CONSTRUCTION COMPANY INC | INSTALL A SANITARY SEWER 6" P-TRAP VENT AND STORM DRAIN 6" P-TRAP VENT 22 LINEAR FT OF 6" PE DR17 36 LINEAR FT OF 4" PE DR17 1 EACH OF 2X2 SAND TRAP. FLOOR FRAIN 4" BRASS GRATE AREA DRAIN 6" NDS 90 AND A CLEANOUT ALL FOR STORM DRAIN.
PP20200702070 | 02-JUL-20 | 642 |  | ALVARADO | ST | 109 | COMPLETE | 20-JUL-20 | BOSS CONSTRUCTION INC. | REMODEL KITCHEN ADD WASHER AND DRYER NEW PLUMBING AND PLUMBING FIXTURES AS NEEDED.
PW20200702640 | 02-JUL-20 | 635 |  | SCOTT | ST |  | ISSUED | 02-JUL-20 | ROS PLUMBING | WORK CATEGORY: 2PA; UNIT #4INSTALL RADIANT HEAT SYSTEM INSTALL PEXS IN JOIST BAYS INSTALL BOILER INSTALL FLUE
PP20200702071 | 02-JUL-20 | 1554 |  | 17TH | AV |  | ISSUED | 02-JUL-20 | H W X CONSTRUCTION | REMODEL BATHROOM ON 2ND AND 3RD FLOOR. REMODEL KITCHEN. NEW PLUMBING AND PLUMBING FIXTURES AS NEEDED.
PW20200702639 | 02-JUL-20 | 1035 |  | ALABAMA | ST |  | ISSUED | 02-JUL-20 | DEMAKAS PLUMBING & HEATING INC | WORK CATEGORY: 1P; REPLACE 40 GALLON WATER HEATER.
PP20200702068 | 02-JUL-20 | 630 |  | GEARY | ST | 0 | ISSUED | 02-JUL-20 | 3 MAC CONSTRUCTION | REPLACE ALL E PLUMBING IN 25 BATHROOMS INI-KIND
PP20200702069 | 02-JUL-20 | 267 |  | HOLYOKE | ST |  | ISSUED | 02-JUL-20 | YES GENERAL CONSTRUCTION BUILDER LLC | REPLACE WATER HEATER
PP20200702072 | 02-JUL-20 | 2275 |  | BROADWAY | * | 520 | ISSUED | 02-JUL-20 | B-SIDE INC. | REHAB KITCHEN UPGRADE WASHER AND DRYER LINE. NEW PLUMBING AND PLUMBING FIXTURES AS NEEDED.
PP20200702065 | 02-JUL-20 | 65 |  | CLEARY | CT | 9 | ISSUED | 02-JUL-20 | LY GREEN CONSTRUCTION INC | KITCHEN REMODEL.
PW20200702659 | 02-JUL-20 | 1945 |  | CLAY | ST | 0 | ISSUED | 02-JUL-20 | F & A PLUMBING & ROOTER | WORK CATEGORY: 1P; BATHROOM REMODEL. NEW TUB SURROUND SHOWER FAUCET SINK AND TOILET
PW20200702637 | 02-JUL-20 | 3000 |  | 26TH | ST |  | ISSUED | 02-JUL-20 | SKEHAN CONSTRUCTION | WORK CATEGORY: 8P; INSTALL RADIANT HEAT BOILER AND BACK FLOW PREVENTER. INSTALL RADIANT FLOOR PIPES
PMW20200702652 | 02-JUL-20 | 1422 |  | OAKDALE | AV |  | ISSUED | 02-JUL-20 | SCHMITT HEATING CO INC | WORK CATEGORY: 1M; INSTALL NEW CONDENSATE DRAIN LINE TO LAUNDRY SINK.
PP20200702060 | 02-JUL-20 | 223 |  | 09TH | AV |  | ISSUED | 02-JUL-20 | R DIAZ CONSTRUCTION | REPLACE KITCHEN SINK AND FAUCETS REPLACE SHOWER AND TUB VALVES NEW TUB AND SHOWER PAN.
PW20200702656 | 02-JUL-20 | 290 |  | RICHLAND | AV |  | ISSUED | 02-JUL-20 | MANNY'S PLUMBING | WORK CATEGORY: 2PB; WHOLE HOUSE PLUMBING TO FLATS TWO KITCHENS FOUR BATHROOMS 2/2 BATH TWO LAUNDRY ROOM
PW20200702654 | 02-JUL-20 | 824 |  | WALLER | ST |  | COMPLETE | 15-JUL-20 | FIVE STAR PLUMBING & ROOTER | WORK CATEGORY: 1P; SEWER LATERAL REPLACEMENT
PP20200702063 | 02-JUL-20 | 1365 |  | DOLORES | ST |  | ISSUED | 02-JUL-20 | MODERN CONSTRUCTION INC | REMODEL KITCHEN REPLACE KITCHEN SINK DISHWASHER
PW20200702657 | 02-JUL-20 | 220 |  | MONTGOMERY | ST |  | ISSUED | 02-JUL-20 | AYOOB & PEERY PLUMBING | WORK CATEGORY: 4PB; 2ND FLOOR: ADD (12) AND RELOCATE (6) SPRINKLERS PER T.I. JOB#: 19-667
PW20200702649 | 02-JUL-20 | 1321 |  | SOUTH VAN NESS | AV |  | COMPLETE | 10-JUL-20 | HYDRO FLOW SYSTEMS INC | WORK CATEGORY: 2PA; INSTALLATION OF NEW NAVIEN HEATER FOR HEATING AND DOMESTIC HOT WATER RUN NEW FLU PIPING AND GAS LINE
PW20200702660 | 02-JUL-20 | 1485 |  | 16TH | AV |  | COMPLETE | 10-JUL-20 | JOSEPH TINSLEY PLUMBING | WORK CATEGORY: 1P; SEWER REPLACEMENT
PW20200702647 | 02-JUL-20 | 362 |  | LEXINGTON | ST |  | ISSUED | 02-JUL-20 | BRIAN FUSCO PLUMBING | WORK CATEGORY: 2PA; BATH REMODEL NEW SHOWER WITH PAN TOILET AND VANITY IN SAME LOCATION.
PW20200703668 | 03-JUL-20 | 1356 |  | WALLER | ST | 0 | COMPLETE | 14-JUL-20 | FINNERTY PLUMBING (ASK FOR ID) | WORK CATEGORY: 2PB; MAIN SEWER REPLACEMENT
PW20200703663 | 03-JUL-20 | 1509 |  | 10TH | AV |  | ISSUED | 03-JUL-20 | FLOW MASTERS PLUMBING INC | WORK CATEGORY: 1P; RENEW EXPIRED PERMIT # PP20181116725:FULL REMODEL PER APPROVED PLANS
PW20200703666 | 03-JUL-20 | 126 |  | RAE | AV |  | ISSUED | 03-JUL-20 | ALL PRO REPIPES INC | WORK CATEGORY: 2PB; REPIPE ENTIRE HOUSE WITH COPPER PIPE AND REPLACE WATER MAIN SERVICE
PW20200703669 | 03-JUL-20 | 36 |  | BRANT | AL |  | ISSUED | 03-JUL-20 | PERFORMANCE PLUMBING | WORK CATEGORY: 2PA; REMODEL 2ND LEVEL BATHROOM NEW CUSTOM SHOWER PAN.
PW20200703667 | 03-JUL-20 | 74 |  | ROCKAWAY | AV |  | ISSUED | 03-JUL-20 | FINNERTY PLUMBING (ASK FOR ID) | WORK CATEGORY: 2PA; UPGRADES AND PIPE REPLACEMENTS
PMW20200703664 | 03-JUL-20 | 4064 |  | 24TH | ST |  | ISSUED | 03-JUL-20 | BEAR MECHANICAL INC. | WORK CATEGORY: 1M; DUCTED MINI SPLIT INSTALLATION WITH A TOTAL OF 7 INDOOR UNITS AND 4 OUTDOOR UNITS.
PW20200703662 | 03-JUL-20 | 729 |  | JONES | ST | 0 | ISSUED | 03-JUL-20 | C I W AND SONS PLUMBING | WORK CATEGORY: 1P; INSTALL SHOWER VALVE WITH FIBERGLASS SHOWER PAN. MINOR REPAIRS TO EXISTING PLUMBING
PW20200703665 | 03-JUL-20 | 24 |  | WOODLAND | AV |  | ISSUED | 03-JUL-20 | ROSEMOUNT CONSTRUCTION | WORK CATEGORY: 2PA; INSTALL TWO (2) RUBBER SHOWER PANS IN UNIT #24 (1) AND UNIT #24A (1)
PW20200703661 | 03-JUL-20 | 34 |  | STEINER | ST |  | ISSUED | 03-JUL-20 | ROS PLUMBING | WORK CATEGORY: 2PA; INSTALL RADIANT HEAT PIPING FOR 12 UNIT BUILDING INSTALL PEX INSTALL MANIFOLDS INSTALL HOT WATER TANKS INSTALL PIPING FOR BOILERS
PMW20200704670 | 04-JUL-20 | 2639 |  | 17TH | AV |  | COMPLETE | 09-JUL-20 | S L MECHANICAL CONTRACTOR | WORK CATEGORY: 1M; INSTALLING A GAS FURNACE FLUE PIPE FOR FURNACE AND WATER HEATER
PW20200705673 | 05-JUL-20 | 583 |  | 29TH | AV |  | ISSUED | 05-JUL-20 | A AND T PLUMBING | WORK CATEGORY: 2PA; ROUGH AND FINAL FOR BATHROOM WITH SHOWER PAN
PW20200705671 | 05-JUL-20 | 2205 |  | SACRAMENTO | ST | 402 | COMPLETE | 08-JUL-20 | CHUCK VOUTSELAS PLUMBING | WORK CATEGORY: 1P; INSTALLATION OF NEW DRAIN AND VENT FOR WASHING MACHINE STARTING FROM BASEMENT LEVEL TO UNIT. INSTALL HOT AND COLD WATER FROM KITCHEN SINK TO WASHING MACHINE LOCATION.
PW20200705672 | 05-JUL-20 | 228 |  | ATHENS | ST |  | ISSUED | 05-JUL-20 | KEARNEY PLUMBING | WORK CATEGORY: 2PB; ROUGH IN AND TRIM OUT 1 KITCHEN 3 BATHROOMS AND LAUNDRY.
PMW20200706709 | 06-JUL-20 | 322 |  | 08TH | ST |  | ISSUED | 06-JUL-20 | ZH MECHANICAL INC | WORK CATEGORY: 5M; INSTALLONE HEAT PUMP SYSTEM FOR 322 8TH ST AND ONE HEAT PUMP SYSTEM 55 RINGOLD ST INSTALL EXHAUST FAN SYSTEM
PW20200706702 | 06-JUL-20 | 2278 |  | 14TH | AV |  | ISSUED | 06-JUL-20 | NATIONAL PLUMBING | WORK CATEGORY: 2PB; REMODELING FIVE AND HALF BATHROOMS ONE KITCHEN ONE BAR SINK ONE SET WASHER AND DRYER FLOOR AND RAIN DRAINS GAS LINES NEW HYDRONIC IN WALL HEATERS COMBO TANKLESS WATER HEATER AND SEWER LINE AND HOUSE TRAP REPLACEMENT.
PW20200706678 | 06-JUL-20 | 300 |  | CLAY | ST | 0 | ISSUED | 06-JUL-20 | LARRATT BROS PLUMBING INC. | WORK CATEGORY: 2PA; PLUMBING WORK
PW20200706688 | 06-JUL-20 | 707 |  | ROCKDALE | DR |  | COMPLETE | 21-JUL-20 | THOMAS FRIEL PLUMBING | WORK CATEGORY: 1P; ADDITIONAL INSPECTIONS NEEDED FOR FINISH PLUMBING AFTER THE PLUMBING PERMIT PW 20180119862 EXPIRED
PW20200706682 | 06-JUL-20 | 2481 |  | MISSION | ST | 0 | ISSUED | 06-JUL-20 | SUPERIOR PLUMBING & FIRE PROTECTION | WORK CATEGORY: 4PA; RELOCATE FIRE SPRINKLERS PER TENANT'S IMPROVEMENT.
PW20200706684 | 06-JUL-20 | 100 |  | 01ST | ST |  | COMPLETE | 31-JUL-20 | AYOOB & PEERY PLUMBING | WORK CATEGORY: 4PB; 17TH FLOOR: ADD (87) RELOCATE (36) AND PLUG (6) SPRINKLERS PER T.I. REF#: 2020-0210-4013 JOB#: 20-603
PW20200706695 | 06-JUL-20 | 220 |  | GEARY | ST |  | ISSUED | 06-JUL-20 | COSCO FIRE PROTECTION INC | WORK CATEGORY: 4PB; INSTALLING FIRE PROTECTION HANGERS & BRACING
PMW20200706683 | 06-JUL-20 | 565 |  | ORTEGA | ST |  | COMPLETE | 27-JUL-20 | VERDE METALS INC. | WORK CATEGORY: 2M ; REPLACE EXISTING FURNACE
PMW20200706707 | 06-JUL-20 | 4064 |  | 24TH | ST |  | ISSUED | 06-JUL-20 | BEAR MECHANICAL INC. | WORK CATEGORY: 5M; INSTALLATION OF A HEAT PUMP SPLIT SYSTEM AT THE RETAIL LOCATION.
PW20200706694 | 06-JUL-20 | 2801 |  | TURK | BL |  | ISSUED | 06-JUL-20 | DEJAGER & REILLY PLUMBING & HEATING | WORK CATEGORY: 8P; REMOVING OLD BOILER SER#369838-200108 AND REPLACING WITH NEW PEERLESS STEAM BOILER MODEL 64-08
PMW20200706689 | 06-JUL-20 | 428 |  | LIBERTY | ST |  | COMPLETE | 29-JUL-20 | OKELL'S FIREPLACE | WORK CATEGORY: 1M; INSTALL A DIRECT VENT GAS FIREPLACE PER MANUAL SPECS. GAS LINE BY OTHERS.
PW20200706680 | 06-JUL-20 | 22 |  | LAUREL | ST |  | COMPLETE | 15-JUL-20 | GARIBALDI PLUMBING COMPANY INC | WORK CATEGORY: 1P; REPLACE 1/2" RP VALVE FOR MAKE UP WATER TO BOILER. SERIAL NO. 256402
PP20200706083 | 06-JUL-20 | 1397 |  | 12TH | AV |  | REINSTATED | 31-JUL-20 | ZEUS CONSTRUCTION CORP. | FULL BATHROM & KITCHEN REMODEL
PP20200706079 | 06-JUL-20 | 2068 |  | GROVE | ST |  | ISSUED | 09-JUL-20 | W C S S DBA SOLID BUILD CONSTRUCTION | ADDITION OF A TOILET IN MASTER BEDROOM. CHANGE SHOWER TO TUB IN MASTER BATHROOM. REPLACE TOILET AND VANITY IN HATH BATHROOM.
PMW20200706687 | 06-JUL-20 | 2821 |  | POLK | ST | 0 | COMPLETE | 30-JUL-20 | OKELL'S FIREPLACE | WORK CATEGORY: 1M; INSTALL A DIRECT VENT GAS FIREPLACE PER MANUAL SPECS. GAS LINE BY OTHERS.
PW20200706705 | 06-JUL-20 | 146 |  | CAPRA | WY |  | COMPLETE | 10-JUL-20 | ALANSI'S ROOTER & PLUMBING | WORK CATEGORY: 1P; INSTALL PROVISIONAL GAS PIPING FOR FIRE PLACE. PIPING WILL CROSS WALL OF LOWER UNIT. PIPING WILL BEGIN AT THE END OF THE MIDDLE GARAGE NEAR LAUNDRY ROOM. PIPING WILL TERMINATE INSIDE THE WALL NEAR FIREPLACE.
PP20200706080 | 06-JUL-20 | 738 |  | FELL | ST |  | ISSUED | 14-JUL-20 | DARC VENTURES INC | 2 1/2 BATH EXISTING REWIRE 1 KITCHEN REWIRE
PW20200706675 | 06-JUL-20 | 447 |  | SUTTER | ST | 0 | ISSUED | 06-JUL-20 | STEVEN YEUNG INC DBA CHUNG WAH PLBG&FIRE | WORK CATEGORY: 2PA; 3RD FLOOR: REMODEL MEN'S BATHROOM WOMEN'S BATHROOM KITCHEN
PMW20200706703 | 06-JUL-20 | 4064 |  | 24TH | ST |  | ISSUED | 06-JUL-20 | BEAR MECHANICAL INC. | WORK CATEGORY: 1M; INSTALLATION OF THE VENT PIPE FOR BATHROOM EXHAUST AND KITCHEN EXHAUSTS.
PW20200706677 | 06-JUL-20 | 454 |  | 34TH | AV | 0 | COMPLETE | 07-JUL-20 | GOPHER - IT TRENCHLESS | WORK CATEGORY: 1P; REPLACE UPPER SEWER LATERAL AND HOUSE TRAP
PP20200706082 | 06-JUL-20 | 1590 |  | SACRAMENTO | ST |  | ISSUED | 13-JUL-20 | YIU'S CONSTRUCTION CO | UNIT #32: KITCHEN AND BATHROOM REMODEL
PW20200706674 | 06-JUL-20 | 2200 |  | PACIFIC | AV | 11 | COMPLETE | 10-JUL-20 | CHUCK VOUTSELAS PLUMBING | WORK CATEGORY: 1P; INSTALLATION OF DRAIN AND VENT HOT AND COLD WATER PIPING FOR WASHING MACHINE PIPING STARTING AT LAVATORY ADJACENT TO NEW WASHING MACHINE ON 12TH FLOOR.
PW20200706693 | 06-JUL-20 | 111 |  | PINE | ST |  | ISSUED | 06-JUL-20 | AYOOB & PEERY PLUMBING | WORK CATEGORY: 4PB; 11TH FLOOR: ADD (4) AND RELOCATE (1) SPRINKLERS PER T.I. JOB#: 20-629
PP20200706081 | 06-JUL-20 | 1434 |  | STOCKTON | ST |  | ISSUED | 07-JUL-20 | STEVEN HARRIS GLORIT PLUMB CON. | REMODEL OF EXISTING KITCHEN AND BATH IN KIND.
PMW20200706691 | 06-JUL-20 | 3 |  | BURNETT AVE NORTH | AV | 1 | COMPLETE | 14-JUL-20 | OKELL'S FIREPLACE | WORK CATEGORY: 1M; INSTALL A DIRECT VENT GAS FIREPLACE PER MANUAL SPECS. GAS LINE BY OTHERS.
PP20200706078 | 06-JUL-20 | 738 |  | EDINBURG | ST |  | ISSUED | 07-JUL-20 | G M BUILDING AND CONSTRUCTION INC | UPGRADE BATHROOM REPLACE TUB-TOILET SINK REPLACE LAUNDRY ROOLD GALVANIZE PROVIDE COPPER PIPES AND NEW GAS LINE.
PW20200706685 | 06-JUL-20 | 3704 |  | 22ND | ST |  | COMPLETE | 08-JUL-20 | FLOW MASTERS PLUMBING INC | WORK CATEGORY: 1P; RENEW EXPIRED PERMIT #PP20180427949: INSTALL 40 HEADS THROUGH ENTIRE HOUSE INCLUDES UNDERGROUND SERVICE.
PW20200706700 | 06-JUL-20 | 106 |  | LEESE | ST | 0 | ISSUED | 06-JUL-20 | THE GENTEEL PLUMBERS INC | WORK CATEGORY: 1P; THIS IS A RENEWAL FOR PERMIT # PP20190103920
PMW20200706681 | 06-JUL-20 | 2018 |  | WEBSTER | ST |  | ISSUED | 06-JUL-20 | HYDRONICS INC. | WORK CATEGORY: 2M ; INSTALL CONDENSING BOILERS INDIRECT STORAGE TANKS PVC VENTS AND RADIANT PEX PIPE.
PW20200706696 | 06-JUL-20 | 414 |  | ELLINGTON | AV |  | ISSUED | 06-JUL-20 | LEI'S CONSTRUCTION CO | WORK CATEGORY: 1P; REMODEL THE EXISTING KITCHEN AND BATHROOM. ADD ONE NEW BATHROOM ON SECOND FLOOR.
PW20200706686 | 06-JUL-20 | 655 |  | POWELL | ST |  | ISSUED | 06-JUL-20 | FAULT LINE PLUMBING INC | WORK CATEGORY: 8P; INSTALLATION OF THREE (3) TANKLESS RINNAI WATER HEATERS WITH TWO 119-GALLON STORAGE TANKS TO REPLACE THE EXISTING DHW BOILER WITH TWO 200-GALLON STORAGE TANKS. REMOVE OLD DHW BOILER SERIAL # C14 261655 FROM RECORD.
PW20200706697 | 06-JUL-20 | 229 |  | RICHLAND | AV |  | ISSUED | 06-JUL-20 | TRANSFORM HOME IMPROVMEENT | WORK CATEGORY: 1P; PLUMBING PERMITS FOR KITCHEN REMODEL PERMIT: 202007069588.TIE IN NEW GARBAGE DISPOSAL AND DROP WASTELINE TO EXISTING PLUMBING. REPLACE KITCHEN SINK AND FAUCET.
PW20200706692 | 06-JUL-20 | 9 |  | ESCONDIDO | AV |  | COMPLETE | 09-JUL-20 | JIM PARR DBA PLUMBING | WORK CATEGORY: 11P; INSTALL GAS TO FIREPLACE
PW20200706701 | 06-JUL-20 | 1585 |  | 05TH | AV |  | COMPLETE | 27-JUL-20 | S T PLUMBING | WORK CATEGORY: 1P; REPLACE THE DAMAGED SEWER LINE IN THE CARPOOL PARKING LOT UNDER THE BUILDING NUMBER 102 AND 103.
PW20200706698 | 06-JUL-20 | 696 |  | 05TH | AV |  | ISSUED | 06-JUL-20 | ASTORGA CONSTRUCTION INC | WORK CATEGORY: 2PA; 696-698 5TH. AVE PLUMBING ACCORDING TO PLANS 202002285677
PW20200706708 | 06-JUL-20 | 4660 |  | 19TH | ST |  | ISSUED | 06-JUL-20 | KEARNEY PLUMBING | WORK CATEGORY: 2PA; ROUGH IN AND TRIM OUT 3 BATHROOMS IN KIND TWO ON THE TOP FLOOR ONE ON THE THIRD FLOOR. ROUGH IN AND TRIM OUT 1 KITCHEN IN KIND ON THIRD FLOOR. ADD NEW BATHROOM IN BASEMENT WITH SANITARY SUMP PUMP AND TANK.
PW20200706679 | 06-JUL-20 | 869 |  | 46TH | AV |  | COMPLETE | 09-JUL-20 | GAGNE BROS. DBA BENJAMIN FRANKLIN PLUMBI | WORK CATEGORY: 1P; SEWER REPLACEMENT FROM HOUSE TRAP TO COMMON AREA. 25 FT. USING SDR 17 PIPE.
PW20200706706 | 06-JUL-20 | 260 |  | AMBER | DR |  | ISSUED | 06-JUL-20 | AWESOME PLUMBING INC | WORK CATEGORY: 1P; 50 GALLON NATURAL GAS WATER HEATER REPLACEMENT.
PMW20200706690 | 06-JUL-20 | 2838 |  | UNION | ST |  | COMPLETE | 31-JUL-20 | OKELL'S FIREPLACE | WORK CATEGORY: 1M; INSTALL A DIRECT VENT GAS INSERT PER MANUAL SPECS. GAS LINE BY OTHERS.
PW20200706699 | 06-JUL-20 | 1499 |  | SUTTER | ST |  | ISSUED | 06-JUL-20 | CENTRAL CONVALESCENT HOMES INC. | WORK CATEGORY: 2PA; CHANGE IN THE CONFIGUATION OF THE SHOWER OF ONE GUEST ROOM
PW20200706676 | 06-JUL-20 | 1169 |  | MARKET | ST |  | ISSUED | 06-JUL-20 | D & J TILE COMPANY INC. | THIS PAYS FOR INSPECTIONS RELATED TO ORIGINAL PERMIT # PW20190826424 FILED 8/26/2019. DOW: WORK CATEGORY: 1P; 40 VISITS (240 SHOWER PANS)
PW20200706704 | 06-JUL-20 | 579 |  | CLIPPER | ST |  | ISSUED | 06-JUL-20 | NATIONAL PLUMBING | WORK CATEGORY: 2PB; EXTENSION THREE FULL BATHROOMS AND TWO HALF BATHROOMS ONE SET WASHER AND DRYER FLOOR RAIN AND ROOF DRAINS GAS LINES AND WATER LINES.
PW20200707745 | 07-JUL-20 | 2351 |  | CLAY | ST |  | COMPLETE | 10-JUL-20 | POTTER FIRE PROTECTION | WORK CATEGORY: 4PB; RELOCATE 29 AND PLUG 6 FIRE SPRINKLERS ON THE 5TH FLOOR.
PW20200707718 | 07-JUL-20 | 240 |  | STOCKTON | ST |  | ISSUED | 07-JUL-20 | CITY MECHANICAL INC | WORK CATEGORY: 5P; PROVIDE NEW WASTE VENT HOT AND COLD WATER FOR TWO NEW ADA RESTROOMS DRINKING FOUNTAIN AND NEW BREAK-ROOM SINK FOR THE GUCCI RETAIL STORE.
PW20200707754 | 07-JUL-20 | 2160 |  | GREEN | ST |  | COMPLETE | 10-JUL-20 | THOMAS JAMES RASONSKY | WORK CATEGORY: 1P; SHOWER PANS
PW20200707728 | 07-JUL-20 | 181 |  | FREMONT | ST |  | ISSUED | 07-JUL-20 | CRITCHFIELD MECHANICAL INC | WORK CATEGORY: 11P; INSTALLATION OF TWO NEW EYEWASH STATIONS WITH POINT OF USE ELECTRIC WATER HEATERS. ONE WILL BE ON THE BASEMENT 5 FLOOR AND THE OTHER WILL BE ON LEVEL 40.
PM20200707094 | 07-JUL-20 | 618 |  | EDINBURG | ST |  | ISSUED | 07-JUL-20 | HOMEOWNER'S PERMIT | WORK UNDER BLDG PA# 2018-0829-8667: ADD (N) BEDROOM AND BATH AT GROUND FLOOR REAR; MECHANICAL WORK INCLUDES (N) FORCED AIR UNIT.
PW20200707756 | 07-JUL-20 | 167 |  | MAYWOOD | DR |  | ISSUED | 07-JUL-20 | L & S PLUMBING | WORK CATEGORY: 2PB; 4 BATHROOM REMODEL-NEW WASTE/VENT HOT AND COLD SUPPLY LINES FOR:4-WATER CLOSETS2-SINGLE LAVATORY SINKS2-DOUBLE LAV SINKS3-SHOWERS1-BATHTUB1-LAUNDRY 1-MUD ROOM SINK1-SEWER LINE REPLACEMENT WITH NO HOUSE TRAP.
PW20200707720 | 07-JUL-20 | 1555 |  | LA SALLE | AV |  | ISSUED | 07-JUL-20 | AFFORDABLE WATER HEATERS AND PLUMBING IN | WORK CATEGORY: 1P; REPLACE WATER HEATER SAME LOCATION
PW20200707748 | 07-JUL-20 | 72 |  | ELLIS | ST |  | ISSUED | 07-JUL-20 | SOUTHLAND INDUSTRIES | WORK CATEGORY: 3PC; INSTALLING A PLUMBING SYSTEM (DCW DHW STORM DWV) FOR A 13 STORY HIGH-RISE HOTEL IN SF. BUILDING WILL HAVE DCW BOOSTER PUMP AND GAS WATER HEATERS.
PP20200707088 | 07-JUL-20 | 4660 |  | 18TH | ST |  | COMPLETE | 15-JUL-20 | O'REILLY TILE DESIGN INC | INSTALL 1 SHOWER PAN.
PW20200707725 | 07-JUL-20 | 1579 |  | MCKINNON | AV |  | COMPLETE | 10-JUL-20 | A B PLUMBING | WORK CATEGORY: 2PA; SEWER REPAIR ABOVE GROUND.
PW20200707747 | 07-JUL-20 | 775 |  | GEARY | ST |  | ISSUED | 07-JUL-20 | AEGIS ENTERPRISES INC | WORK CATEGORY: 4PA; NFPA 13D FIRE SPRINKLER DESIGN AND INSTALLATION TO 1ST FLOOR
PW20200707746 | 07-JUL-20 | 222 |  | TAYLOR | ST |  | COMPLETE | 14-JUL-20 | BAY AREA MECHANICAL & ENG | WORK CATEGORY: 11P; BACKFLOW DEVICE ON IRRIGATION FOR ROOFTOP PLANTERS WAS INSTALLED BY OTHERS. PULLING THIS PERMIT TO GET AN INSPECTION AND GET THE BACKFLOW ENTERED INTO THE SYSTEM.
PW20200707717 | 07-JUL-20 | 1858 |  | CHURCH | ST |  | ISSUED | 07-JUL-20 | CONTROL FIRE INC. | WORK CATEGORY: 4PA; INSTALLING A FIRE SPRINKLER SYSTEM
PW20200707752 | 07-JUL-20 | 72 |  | ELLIS | ST |  | ISSUED | 07-JUL-20 | SOUTHLAND INDUSTRIES | WORK CATEGORY: 8P; INSTALLING A HYDRONIC HOT WATER BOILER ON THE ROOF OF THE 13 STORY HOTEL. BOILER IS FOR THE HYDRONIC HOT WATER SYSTEM FOR THE BUILDING.
PW20200707744 | 07-JUL-20 | 834 |  | 44TH | AV |  | ISSUED | 07-JUL-20 | FEERICK PLUMBING | WORK CATEGORY: 1P; FINAL INSPECTION FOR PW201622227
PW20200707735 | 07-JUL-20 | 581 |  | WALLER | ST |  | ISSUED | 07-JUL-20 | FLOW MASTERS PLUMBING INC | WORK CATEGORY: 2PA; INSTALL 2" DEDICATED FIRE SERVICE PER NFPA 24. INSTALL 60 FIRE SPRINKLER HEADS PER NFPA 13R.
PW20200707726 | 07-JUL-20 | 133 |  | BERTITA | ST |  | ISSUED | 07-JUL-20 | ARB INC | WORK CATEGORY: 1P; SEWER REPAIR ON PRIVATE PROPERTY
PW20200707742 | 07-JUL-20 | 2747 |  | VALLEJO | ST |  | COMPLETE | 20-JUL-20 | R LOWY FIRE PROTECTION INC | WORK CATEGORY: 4PA; THIS IS RENEW FOR EXPIRED PLUMBING PERMIT REFERENCE TO PP20190423134
PP20200707087 | 07-JUL-20 | 752 |  | ELIZABETH | ST |  | COMPLETE | 13-JUL-20 | O'REILLY TILE DESIGN INC | 3 SHOWER PANS TO BE INSTALLED IN MASTER & 2 GUEST BATHROOMS.
PP20200707092 | 07-JUL-20 | 767 |  | PANORAMA | DR |  | ISSUED | 16-JUL-20 | NORTHWARD CONSTRUCTION | (2) BATHROOM REMODEL POWDER ROOM KITCHEN REMODELS 2 SHOWER PANS 1 TUB 3 VANITY SINKS KITCHEN SINK 3 TOILETS
PW20200707741 | 07-JUL-20 | 1 |  | CALIFORNIA | ST |  | COMPLETE | 21-JUL-20 | R L H FIRE PROTECTION INC | WORK CATEGORY: 4PB; 4 ADDED UPRIGHT AND 4 DELETED PENDENT.
PW20200707755 | 07-JUL-20 | 2275 |  | BRYANT | ST |  | ISSUED | 07-JUL-20 | TAVOR PLUMBING | WORK CATEGORY: 1P; REPLACE EXISTING 40 GALLONS WATER HEATER IN THE GARAGE
PW20200707716 | 07-JUL-20 | 77 |  | MAIDEN | LN |  | ISSUED | 07-JUL-20 | CITY MECHANICAL INC | WORK CATEGORY: 5P; PROVIDE NEW WASTE VENT HOT AND COLD WATER TO FIXTURE LOCATIONS FOR NEW ADA CLEARANCE REQUIREMENTS IN MEN'S AND WOMEN'S PUBLIC RESTROOMS ON THE 6TH FLOOR.
PP20200707089 | 07-JUL-20 | 255 |  | KING | ST |  | FILED | 07-JUL-20 | J M PACIFIC BAY PLUMBING INC | T.I. THY SPA. RELOCATING PLUMBING AND ADDING NEW HAND SINK SHOWER WASHER/ DRYER MOP SINK AND NEW WATER HEATER
PW20200707740 | 07-JUL-20 | 21 |  | HAWKINS | LN |  | ISSUED | 07-JUL-20 | C & H PLUMBING CO. | WORK CATEGORY: 1P; RENEW PLUMBING PERMIT PP20171215221 AND PP20190110096
PP20200707084 | 07-JUL-20 | 2235 |  | OCEAN | AV |  | COMPLETE | 09-JUL-20 | HOMEOWNER'S PERMIT | REMOVE BATHROOM AND CAP BAR SINK. ALL WORK ON GROUND LEVEL.
PP20200707085 | 07-JUL-20 | 30 |  | TIFFANY | AV | 0 | ISSUED | 07-JUL-20 | LOPEZ REMODELING | REMODEL BATHROOM: NEW TUB/SHOWER TILE SINK VANITY W.C. DRY WALL LAUNDRY CLOSET HOOKUPS HOT COLD ELECTRIC DRYER.
PW20200707732 | 07-JUL-20 | 750 |  | OFARRELL | ST |  | ISSUED | 07-JUL-20 | PHP BOILERS INC DBA BRIDGE CITY BOILER | WORK CATEGORY: 2PA; RELOCATE STEAM AND RETURN PIPING AS PER ADU. INSTALL TEN NEW RADIATORS IN UNITS AND CONNECT TO RELOCATED STEAM AND RETURN PIPING.
PMW20200707713 | 07-JUL-20 | 128 |  | ELSIE | ST |  | COMPLETE | 16-JUL-20 | OKELL'S FIREPLACE | WORK CATEGORY: 1M; INSTALL A DIRECT VENT GAS FIREPLACE PER MANUAL SPECS. GAS LINE BY OTHERS.
PW20200707743 | 07-JUL-20 | 451 |  | 27TH | AV |  | ISSUED | 07-JUL-20 | CON-QUEST CONTRACTORS INC | WORK CATEGORY: 2PB; REPLACE A PARTIALLY COLLAPESED 4 INCH CLAY SEWER PIPE UNDER THE SIDEWALK FROM THE DWELLING TO THE CURB.
PW20200707711 | 07-JUL-20 | 44 |  | MONTGOMERY | ST | 0 | ISSUED | 07-JUL-20 | BAYLINE MECHANICAL INC | WORK CATEGORY: 5P; BRING CORE RESTROOMS TO ADA COMPLIANCE. INSTALL ONE NEW DRINKING FOUNTAIN WITH A BOTTLE FILLER. ALL WORK IS ON THE 20TH FLOOR.
PW20200707733 | 07-JUL-20 | 1210 |  | PAGE | ST |  | ISSUED | 07-JUL-20 | ORO PRO PLUMBING INC | WORK CATEGORY: 2PA; COPPER REPIPE AND NEW DRAINAGE
PMW20200707750 | 07-JUL-20 | 72 |  | ELLIS | ST |  | ISSUED | 07-JUL-20 | SOUTHLAND INDUSTRIES | WORK CATEGORY: 5M; INSTALLING A MECHANICAL SYSTEM FOR A 13 STORY HIGH-RISE HOTEL IN SF. HOTEL WILL HAVE TWO AIR HANDLING UNITS (ONE ON L2 AND ONE ON L13). EACH GUEST ROOM WILL HAVE AN INDIVIDUAL INDUCTION UNIT FOR CONTROL OF AIR. THERE ARE 195 GUEST ROOMS IN THE HOTEL.
PW20200707722 | 07-JUL-20 | 350 |  | TEXAS | ST |  | COMPLETE | 15-JUL-20 | AFFORDABLE WATER HEATERS AND PLUMBING IN | WORK CATEGORY: 1P; REPLACE WATER HEATER SAME LOCATION
PP20200707093 | 07-JUL-20 | 490 |  | 34TH | AV | 7 | ISSUED | 07-JUL-20 | BAY METRO CORPORATION | APT 302 AKA 7: REPLACE KITCHEN SINK REPLACE SINK FAUCET INSTALL D/W. ALL AT (E) LOCATIONS.
PW20200707712 | 07-JUL-20 | 44 |  | MONTGOMERY | ST | 0 | ISSUED | 07-JUL-20 | BAYLINE MECHANICAL INC | WORK CATEGORY: 5P; INSTALL ONE PANTRY SINK ONE COFFEE SINK AND ONE MOTHER'S ROOM SINK. ALL WORK IS ON THE 20TH FLOOR
PW20200707729 | 07-JUL-20 | 1492 |  | PACIFIC | AV |  | ISSUED | 07-JUL-20 | PHP BOILERS INC DBA BRIDGE CITY BOILER | WORK CATEGORY: 8P; REMOVE EXISTING DHW BOILER AND INSTALL NEW PHOENIX PH199-80 AND CONNECT TO EXISTING PIPING.
PW20200707715 | 07-JUL-20 | 54 |  | UPPER | TR |  | ISSUED | 07-JUL-20 | NORTH SOUTH PLUMBING INC. | WORK CATEGORY: 1P; REMODEL OF EXISTING BATHROOM INCLUDING SHOWER PAN.
PW20200707734 | 07-JUL-20 | 2190 |  | BROADWAY | * | 8 | ISSUED | 07-JUL-20 | GARIBALDI PLUMBING COMPANY INC | WORK CATEGORY: 2PA; INSTALL NEW PLUMBING FIXTURES IN BATHROOMS KITCHEN AND LAUNDRY.
PW20200707731 | 07-JUL-20 | 1206 |  | PAGE | ST |  | ISSUED | 07-JUL-20 | ORO PRO PLUMBING INC | WORK CATEGORY: 2PA; COPPER REPIPE AND NEW DRAINAGE
PW20200707757 | 07-JUL-20 | 4345 |  | CLEMENT | ST | 0 | ISSUED | 07-JUL-20 | BLUE WOOD CONSTRUCTION INC | WORK CATEGORY: 2PA; NEW ADU UNIT REMODEL ONE BATHROOM AND KITCHEN LAUNDRY ROOM.
PW20200707727 | 07-JUL-20 | 4107 |  | 17TH | ST |  | COMPLETE | 17-JUL-20 | SMELLY MEL'S PLUMBING INC | WORK CATEGORY: 1P; SEWER REPAIR
PW20200707724 | 07-JUL-20 | 1390 |  | MARKET | ST | 0 | COMPLETE | 15-JUL-20 | BACKFLOW PREVENTION SPECIALISTS INC | WORK CATEGORY: 11P; TEST ONE (1) NEW 3" WILKINS RP TYPE BACKFLOW THAT WAS INSTALLED BY OTHERS AND REPLACES SN# 02696 ON THE FIRE WATER SERVICE LOCATED AT IN LEVEL G-1 NEAR THE GARAGE ENTRANCE.
PW20200707758 | 07-JUL-20 | 4345 |  | CLEMENT | ST | 0 | ISSUED | 07-JUL-20 | BLUE WOOD CONSTRUCTION INC | WORK CATEGORY: 2PA; UNIT LEGALIZATION ONE BATHROOM AND KITCHEN LAUNDRY ROOM.
PP20200707086 | 07-JUL-20 | 3879 |  | 17TH | ST | 0 | ISSUED | 13-JUL-20 | PHASE 2 BUILDERS | KITCHEN RENOVATION INSTALL NEW PLUMBING FIXTURES APPLIANCES
PW20200707719 | 07-JUL-20 | 107 |  | CONGO | ST |  | COMPLETE | 20-JUL-20 | AFFORDABLE WATER HEATERS AND PLUMBING IN | WORK CATEGORY: 1P; REPLACE WATER HEATER SAME LOCATION
PW20200707751 | 07-JUL-20 | 2323 |  | LAKE | ST | 0 | COMPLETE | 10-JUL-20 | NIGEL MULGREW PLUMBING INC. | WORK CATEGORY: 1P; FINAL INSPECTION TO CLOSE OUT PERMIT #PW20190228256
PW20200707721 | 07-JUL-20 | 59 |  | MONTANA | ST |  | ISSUED | 07-JUL-20 | AFFORDABLE WATER HEATERS AND PLUMBING IN | WORK CATEGORY: 1P; REPLACE WATER HEATER SAME LOCATION
PW20200707730 | 07-JUL-20 | 1208 |  | PAGE | ST |  | ISSUED | 07-JUL-20 | ORO PRO PLUMBING INC | WORK CATEGORY: 2PA; COPPER REPIPE NEW DRAINAGE AND TANKLESS WATER HEATER
PW20200707753 | 07-JUL-20 | 400 |  | AVILA | ST | 14 | COMPLETE | 13-JUL-20 | JOE WATTERSON PLUMBING | WORK CATEGORY: 1P; CHANGE OUT FIXTURES IN BATHROOM AND KITCHEN
PW20200707736 | 07-JUL-20 | 2210 |  | JACKSON | ST |  | ISSUED | 07-JUL-20 | CORNELY COMPANY | WORK CATEGORY: 1P; TEST THE EXISTING GAS LINE FOR UNIT NUMBER 304
PW20200707738 | 07-JUL-20 | 1115 |  | MORAGA | ST |  | COMPLETE | 13-JUL-20 | KENNETH ASIRE PLUMBING | WORK CATEGORY: 1P; WATER HEATER REPLACEMENT
PW20200707739 | 07-JUL-20 | 255 |  | KING | ST |  | ISSUED | 07-JUL-20 | J M PACIFIC BAY PLUMBING INC | WORK CATEGORY: 2PB; THY SPA T.I 255 B AND C . PLUMBING RELOCATION ADDING HAND SINK MOP SINK WASHER DRYER AND SHOWER
PW20200707714 | 07-JUL-20 | 77 |  | MAIDEN | LN |  | ISSUED | 07-JUL-20 | CITY MECHANICAL INC | WORK CATEGORY: 5P; PROVIDE NEW WASTE VENT HOT AND COLD WATER TO FIXTURE LOCATIONS FOR NEW ADA CLEARANCE REQUIREMENTS IN MEN'S AND WOMEN'S PUBLIC RESTROOMS ON THE 3RD FLOOR.
PP20200707095 | 07-JUL-20 | 618 |  | EDINBURG | ST |  | ISSUED | 07-JUL-20 | HOMEOWNER'S PERMIT | WORK UNDER BLDG PA# 2018-0829-8667: ADD (N) BEDROOM AND BATH AT GROUND FLOOR REAR; INCLUDES (N) SEWAGE EJECTOR (N) FOOTING SUMP (N) STORMWATER LATERAL (N) LAUNDRY (N) WATER HEATER (N) FORCED AIR UNIT AND GAS LINE ALTERATIONS.
PW20200707710 | 07-JUL-20 | 2234 |  | DIVISADERO | ST |  | ISSUED | 07-JUL-20 | CARY WING PLUMBING & FIRE PROTECTION INC | WORK CATEGORY: 2PA; 2 BATH ROOMS AND SHOWER PANS
PP20200707090 | 07-JUL-20 | 201 |  | MIDDLE POINT | RD |  | FILED | 07-JUL-20 | JUAN JOSE ARTEAGA | 0
PW20200707737 | 07-JUL-20 | 14 |  | ULLOA | ST |  | ISSUED | 07-JUL-20 | J S NAVARRO & SON | WORK CATEGORY: 2PB; PLUMBING FOR FULL BATHROOM ONE KITCHEN WATER HEATER FOR RADIANT HEAT AND WASHER FOR THE FIRST FLOOR SECOND FLOOR PLUMBING FOR WASHER ONLY USE EXCISING VENTS CHANGE OUT MOST OF 1 ST FLOOR COOPER TO NEW LINES
PM20200707091 | 07-JUL-20 | 201 |  | MIDDLE POINT | RD |  | ISSUED | 15-JUL-20 | JUAN JOSE ARTEAGA | EXTEND DUCTWORK TO NEW AREAS AND RELOCATE EXISTING FURNACE
PW20200707723 | 07-JUL-20 | 10 |  | RENO | PL |  | ISSUED | 07-JUL-20 | PETER MURPHY PLUMBING | WORK CATEGORY: 2PA; NEW KITCHENNEW BATHROOM GAS LINESWATER HEATERS
PW20200707749 | 07-JUL-20 | 77 |  | CORTLAND | AV |  | COMPLETE | 14-JUL-20 | ACE PLUMBING & ROOTER | WORK CATEGORY: 1P; SEWER REPAIR
PW20200708776 | 08-JUL-20 | 418 |  | 08TH | AV |  | ISSUED | 08-JUL-20 | F W H ACQUISITION CO LLC DBA FAST WATER | WORK CATEGORY: 1P; REMOVE/REPLACE GAS WATER HEATER
PW20200708784 | 08-JUL-20 | 2489 |  | 16TH | AV |  | COMPLETE | 10-JUL-20 | ARB INC | WORK CATEGORY: 1P; GAS HOUSELINE EXT
PW20200708781 | 08-JUL-20 | 1240 |  | BUSH | ST |  | ISSUED | 08-JUL-20 | FAULT LINE PLUMBING INC | WORK CATEGORY: 1P; REPLACEMENT OF THE WATER HEATER AND STORAGE TANK
PW20200708800 | 08-JUL-20 | 2328 |  | VALLEJO | ST | 0 | COMPLETE | 14-JUL-20 | RODRIGUEZ FIRE PROTECTION | WORK CATEGORY: 4PA; I ONLY NEED A FINAL INSPECTION FOR A BACKFLOW PREVENTER TO FINALIZE PLUMBING.
PW20200708796 | 08-JUL-20 | 2336 |  | SLOAT | BL |  | COMPLETE | 09-JUL-20 | YU PLUMBING INC | WORK CATEGORY: 1P; REMOVE EXISTING FURNACE (PM20191113131) AND CHANGE TO RADIANT HEATING SYSTEM FOR THE WHOLE HOUSE.
PP20200708096 | 08-JUL-20 | 1047 |  | FELL | ST |  | ISSUED | 10-JUL-20 | ESSA'S REMODELING | REMODEL KITCHEN: INSTALL G/D NEW WATERLINE FOR FRIDGE INSTALL DISHWASHER.
PW20200708797 | 08-JUL-20 | 1950 |  | VICENTE | ST |  | COMPLETE | 14-JUL-20 | JIN'S PLUMBING INC | WORK CATEGORY: 1P; SEWER AND HOUSE TRAP REPLACEMENT.
PW20200708766 | 08-JUL-20 | 1874 |  | CHURCH | ST |  | ISSUED | 08-JUL-20 | HARRIS WATER HEATERS | WORK CATEGORY: 1P; INSTALL 50 GALLON WATER HEATER LIKE FOR LIKE IN GARAGE
PMW20200708789 | 08-JUL-20 | 2148 |  | STEINER | ST |  | ISSUED | 08-JUL-20 | PACIFIC RADIANT HEAT & CONSTRUCTION | WORK CATEGORY: 2M ; RADIANT HEATING SYSTEM WITH DHW PRODUCTION WALL HUNG MOD/CON WITH 80GAL INDIRECT TANK
PW20200708773 | 08-JUL-20 | 12 |  | FORTUNA | AV |  | COMPLETE | 30-JUL-20 | ARB INC | WORK CATEGORY: 1P; GAS HOUSELINE EXT
PW20200708786 | 08-JUL-20 | 816 |  | SHOTWELL | ST |  | ISSUED | 08-JUL-20 | BEST PLUMBING CHOICE | WORK CATEGORY: 2PB; IN FLOOR HEATING SYSTEM WITH COMBI NAVIEN FOR 2 GROUND UNITS.
PW20200708777 | 08-JUL-20 | 590 |  | BUSH | ST |  | COMPLETE | 30-JUL-20 | ACCO ENGINEERED SYSTEMS INC. | WORK CATEGORY: 8P; REMOVE (2) HOT WATER HEATERS MODEL: AO SMITH HW-300 / SERIAL NUMBER: H03-00062 & SERIAL NUMBER: G02-69424 AND REPLACE WITH NEW UNITS.
PW20200708782 | 08-JUL-20 | 931 |  | BUSH | ST |  | ISSUED | 08-JUL-20 | ROTO-ROOTER SEWERS | WORK CATEGORY: 1P; INSTALLING RISER ON SEWER HOUSETRAP AND BRINGING UP TO SURFACE
PW20200708761 | 08-JUL-20 | 835 |  | PERALTA | AV |  | ISSUED | 08-JUL-20 | RED WRENCH PLUMBING INC | WORK CATEGORY: 1P; CARRY OUT INSPECTION ON PROPERTY.
PW20200708772 | 08-JUL-20 | 42 |  | FORTUNA | AV |  | COMPLETE | 29-JUL-20 | ARB INC | WORK CATEGORY: 1P; GAS HOUSELINE EXT
PW20200708770 | 08-JUL-20 | 78 |  | FORTUNA | AV |  | COMPLETE | 28-JUL-20 | ARB INC | WORK CATEGORY: 1P; GAS HOUSELINE EXT
PW20200708763 | 08-JUL-20 | 95 |  | ANZAVISTA | AV |  | COMPLETE | 17-JUL-20 | ARB INC | WORK CATEGORY: 1P; GAS HOUSELINE EXT
PW20200708775 | 08-JUL-20 | 1418 |  | JACKSON | ST |  | ISSUED | 08-JUL-20 | F W H ACQUISITION CO LLC DBA FAST WATER | WORK CATEGORY: 1P; REMOVE/REPLACE GAS WATER HEATER
PW20200708791 | 08-JUL-20 | 1250 |  | JONES | ST | 1003 | COMPLETE | 15-JUL-20 | SANCHEZ AND SON TILE | WORK CATEGORY: 1P; INSTALLED SHOWER PAN.
PW20200708760 | 08-JUL-20 | 50 |  | CALIFORNIA | ST |  | ISSUED | 08-JUL-20 | ANDERSON ROWE & BUCKLEY INC. | WORK CATEGORY: 4PB; AR&B 20-019 - FIRE SPRINKLER TI ON THE 31ST FLOOR: RELOCATE 6 SPRINKLER HEADS AND ADD 1
PW20200708785 | 08-JUL-20 | 94 |  | JUNIOR | TR | 0 | ISSUED | 08-JUL-20 | PRONTITO PLUMBING*** SEE NOTES*** | WORK CATEGORY: 1P; REMODELING OF PLUMBING FOR TWO BATHROOMS AND ONE LAUNDRY.
PW20200708794 | 08-JUL-20 | 415 |  | CAPP | ST |  | ISSUED | 08-JUL-20 | DELEON PLUMBING | WORK CATEGORY: 2PB; NEW BATHROOM NEW KITCHEN ELECTRIC WATER HEATER AND UPGRADE MAIN WATER LINE FROM 3/4"-11/4 OR 11/2" FROM WATER METER TO INSIDE THE BUILDING.
PW20200708787 | 08-JUL-20 | 30 |  | MILLER | PL |  | COMPLETE | 21-JUL-20 | BAY AREA MECHANICAL & ENG | WORK CATEGORY: 11P; REPLACE EXISTING BACKFLOW DEVICE ON BOILER MAKE-UP.
PW20200708762 | 08-JUL-20 | 285 |  | CORBETT | AV |  | COMPLETE | 15-JUL-20 | GARCIA PLUMBING AND MECHANICAL CO INC | WORK CATEGORY: 1P; NEW GAS SUPPLY TO FUTURE OUTLET
PW20200708774 | 08-JUL-20 | 650 |  | 43RD | AV |  | COMPLETE | 27-JUL-20 | F W H ACQUISITION CO LLC DBA FAST WATER | WORK CATEGORY: 1P; REMOVE/REPLACE GAS WATER HEATER
PW20200708768 | 08-JUL-20 | 1725 |  | TAYLOR | ST | 0 | COMPLETE | 20-JUL-20 | PROMPT PLUMBING SERVICES | WORK CATEGORY: 2PA; INSTALLING A FLOOR SINK IN MECHANICAL ROOM.
PW20200708790 | 08-JUL-20 | 51 |  | SPRINGFIELD | DR |  | ISSUED | 08-JUL-20 | HARKIN SERVICES | WORK CATEGORY: 2PB; ADDING NEW BATH WITH FIBERGLASS SHOWER TOILET AND LAVATORY. ADDING NEW LAUNDRY ROOM WITH WASH MACHINE AND DRYER.
PW20200708792 | 08-JUL-20 | 740 |  | RHODE ISLAND | ST |  | ISSUED | 08-JUL-20 | O'CONNOR PLUMBING & FIRE PROTECTION | WORK CATEGORY: 4PA; PROVIDE FIRE SPRINKLER PROTECTION FOR 2 NEW ADU'S ON GROUND FLOOR.
PW20200708764 | 08-JUL-20 | 50 |  | GOULD | ST |  | ISSUED | 08-JUL-20 | ATLAS PLUMBING AND ROOTER | WORK CATEGORY: 1P; INSTALL SEWER/HOUSETRAP
PP20200708100 | 08-JUL-20 | 2658 |  | MCALLISTER | ST |  | ISSUED | 09-JUL-20 | NARROWBACK CONSTRUCTION CO. | SHOWER PAN PERMIT
PW20200708769 | 08-JUL-20 | 2570 |  | 16TH | AV |  | COMPLETE | 22-JUL-20 | ACE PLUMBING & ROOTER | WORK CATEGORY: 1P; SEWER REPAIR
PW20200708778 | 08-JUL-20 | 944 |  | MARKET | ST |  | ISSUED | 08-JUL-20 | H & M FIRE PROTECTION INC. | WORK CATEGORY: 4PB; FIRE SPRINKLER TENANT IMPROVEMENT ON 5TH FLOOR.
PW20200708793 | 08-JUL-20 | 2853 |  | FOLSOM | ST |  | ISSUED | 08-JUL-20 | A & M PLUMBING | WORK CATEGORY: 1P; UNITS 2853 2855 2855A FOLSOM ST: NEW PLUMBING THROUGHOUT EVERY UNIT. NEW MAIN WATER LINE AND SEWER. 7 PANSREFERENCE TO PERMIT# 20190624012
PW20200708771 | 08-JUL-20 | 60 |  | FORTUNA | AV |  | COMPLETE | 28-JUL-20 | ARB INC | WORK CATEGORY: 1P; GAS HOUSELINE EXT
PW20200708767 | 08-JUL-20 | 84 |  | FORTUNA | AV |  | COMPLETE | 28-JUL-20 | ARB INC | WORK CATEGORY: 1P; GAS HOUSELINE EXT
PP20200708099 | 08-JUL-20 | 3122 |  | SACRAMENTO | ST | 3 | ISSUED | 08-JUL-20 | SUPERIOR BUILDING | KITCHEN REMODEL. REPLACE SINK & D/W IN SAME LOCATIONS.
PW20200708783 | 08-JUL-20 | 1825 |  | 44TH | AV |  | COMPLETE | 13-JUL-20 | DISCOUNT PLUMBING CO | WORK CATEGORY: 1P; HOUSE TRAP REPLACEMENT
PMW20200708799 | 08-JUL-20 | 450 |  | GRANT | AV |  | ISSUED | 08-JUL-20 | MAYEN HVAC | WORK CATEGORY: 1M; INSTALL 5 NEW FURNACE
PW20200708788 | 08-JUL-20 | 440 |  | MOLIMO | DR |  | ISSUED | 08-JUL-20 | THE GENTEEL PLUMBERS INC | WORK CATEGORY: 1P; LEGALIZATION OF GROUND FLOOR.REF BUILDING PA 2018-1206-7624
PW20200708765 | 08-JUL-20 | 50 |  | ANZAVISTA | AV |  | COMPLETE | 27-JUL-20 | ARB INC | WORK CATEGORY: 1P; GAS HOUSELINE EXT
PM20200708098 | 08-JUL-20 | 166 |  | MEADOWBROOK | DR |  | COMPLETE | 10-JUL-20 | VELOX CONSTRUCTION INC/VELOX DES & CONST | NEW FURNACE INSTALLATION
PP20200708097 | 08-JUL-20 | 672 |  | MOULTRIE | ST |  | COMPLETE | 29-JUL-20 | FREDERIC GRASSET DESIGN-BUILD | 2 HOSE BIBS INSTALLED AT FACADE OF BUILDING
PW20200708779 | 08-JUL-20 | 365 |  | 24TH | AV |  | ISSUED | 08-JUL-20 | FAULT LINE PLUMBING INC | WORK CATEGORY: 1P; REPLACEMENT OF THE WATER HEATER WITH A TANKLESS RINNAI AND A 119-GALLON STORAGE TANK
PW20200708798 | 08-JUL-20 | 220 |  | SAN JOSE | AV |  | COMPLETE | 17-JUL-20 | JIN'S PLUMBING INC | WORK CATEGORY: 1P; SEWER REPLACEMENT.
PW20200708759 | 08-JUL-20 | 88 |  | KING | ST | 1218 | ISSUED | 08-JUL-20 | K A LAU CONSTRUCTION | WORK CATEGORY: 1P; REMOVE 1 (E) BATHROOM CONVERT TO CLOSET AT UNIT #1218
PW20200708801 | 08-JUL-20 | 25 |  | RICO | WY |  | ISSUED | 08-JUL-20 | RODRIGUEZ FIRE PROTECTION | WORK CATEGORY: 4PB; UNDERGROUND FIRELINE INSPECTION AND BACKFLOW FINAL INSPECTION.
PMW20200708795 | 08-JUL-20 | 2027 |  | ELLIS | ST |  | ISSUED | 08-JUL-20 | AIR ZONE MECHANICAL | WORK CATEGORY: 1M; INSTALL ONE 60 000 BTU 92% EFFICIENCY FURNACE IN ATTIC NEW PVC FLUE
PMW20200708780 | 08-JUL-20 | 144 |  | CAPRA | WY |  | ISSUED | 08-JUL-20 | TECHPRO BUILDERS INC | WORK CATEGORY: 1M; FURNICE REPLACE AND NEW MINISPLIT
PP20200709116 | 09-JUL-20 | 990 |  | GEARY | ST | 209 | ISSUED | 14-JUL-20 | B-SIDE INC. | STE 209: CONVERT E KITCHEN TO "STUDY" RELOCATE KITCHEN REHABILITATE E BATH INSTALL WASHER DRYER
PM20200709108 | 09-JUL-20 | 1430 |  | 44TH | AV |  | ISSUED | 16-JUL-20 | ADOLFO L SANCHEZ JR | 70 000 BTU HEATING UNIT WITH 7 REGISTERS.
PM20200709110 | 09-JUL-20 | 2481 |  | MISSION | ST | 0 | ISSUED | 16-JUL-20 | BEST FOREVER CONSTRUCTION COMPANY | (N) VENT IN RESTROOM (N) FURNACE AND DUCT
PW20200709812 | 09-JUL-20 | 845 |  | CALIFORNIA | ST |  | ISSUED | 09-JUL-20 | NEIGHBORHOOD PLUMBING | WORK CATEGORY: 2PA; KITCHEN BATHROOM AND LAUNDRY REMODEL
PW20200709819 | 09-JUL-20 | 20 |  | HERON | ST |  | ISSUED | 09-JUL-20 | ARCH PLUMBING INC | WORK CATEGORY: 2PB; ADA COMPLIANT RESTROOM AT EACH LEVEL
PW20200709807 | 09-JUL-20 | 55 |  | 02ND | ST | 0 | ISSUED | 09-JUL-20 | CITY PREFERRED PLUMBING INC | WORK CATEGORY: 5P; 55 2ND STREET BASEMENT. INSTALL ALL ASSOCIATED PLUMBING FOR (1) DRINKING FOUNTAIN (1) MOP SINK (1) EJECTOR PUMP (1) ELECTRIC WATER HEATER (3) TOILETS (3) SHOWERS AND (3) LAVATORIES
PW20200709820 | 09-JUL-20 | 2346 |  | CLEMENT | ST | 2 | COMPLETE | 16-JUL-20 | ARCH PLUMBING INC | WORK CATEGORY: 1P; WATER HEATER REPLACEMENT; CERTIFICATION OF AN EXISTING 1/2 INCH REDUCED PRESSURE PRINCIPLE VALVE.
PW20200709835 | 09-JUL-20 | 79 |  | SEWARD | ST |  | ISSUED | 09-JUL-20 | K Y J CONSTRUCTION COMPANY | WORK CATEGORY: 1P; HALLWAY BATH REMODEL WITH SHOWER PAN
PMW20200709841 | 09-JUL-20 | 1033 |  | SANCHEZ | ST |  | ISSUED | 09-JUL-20 | ZH MECHANICAL INC | WORK CATEGORY: 1M; INSTALL HYRONIC FAN COIL SYSTEM FOR#1033 #1035 INSTALL VENT PIPE FOR WATER HEATERAND FURNACE
PW20200709840 | 09-JUL-20 | 199 |  | CAPISTRANO | AV |  | ISSUED | 09-JUL-20 | HEGARTY PLUMBING | WORK CATEGORY: 2PA; FINISH PLUMBING INSTALL SHOWER PANS AND INSTALL BOILER AND FLUE.
PW20200709836 | 09-JUL-20 | 3530 |  | WASHINGTON | ST |  | ISSUED | 09-JUL-20 | SKAATES CANEPA INC | WORK CATEGORY: 2PA; SUPPLY AND RETURN FROM HEAT EXCHANGER TO NEW SPA
PW20200709822 | 09-JUL-20 | 41 |  | TELEGRAPH | PL | 0 | COMPLETE | 31-JUL-20 | J M PACIFIC BAY PLUMBING INC | WORK CATEGORY: 1P; RELOCATION OF 1 INCH RP BACKFLOW TO NEW LOCATION WITH NEW 1 INCH LF007 WATTS BACKFLOW
PP20200709106 | 09-JUL-20 | 2167 |  | GROVE | ST | 0 | ISSUED | 30-JUL-20 | PHASE 2 BUILDERS | REMODEL OF MASTER BATH. POWDER ROOM AND RELOCATE LAUNDRY ROOM
PMW20200709804 | 09-JUL-20 | 518 |  | ANDERSON | ST |  | ISSUED | 09-JUL-20 | AK MECHANICAL | WORK CATEGORY: 1M; INSTALLATION OF NEW FURNACE.
PW20200709806 | 09-JUL-20 | 1180 |  | JACKSON | ST | 0 | ISSUED | 09-JUL-20 | ARB INC | WORK CATEGORY: 1P; GAS HOUSELINE EXT
PP20200709115 | 09-JUL-20 | 51 |  | JERSEY | ST |  | ISSUED | 14-JUL-20 | AAA BUILDERS GROUP INC | NEW DRAIN WASTE VENTS & POTABLE WATER SUPPLY FOR 2 BATHROOMS & LAUNDRY CLOSET.
PP20200709117 | 09-JUL-20 | 861 |  | POST | ST | 1 | ISSUED | 14-JUL-20 | B-SIDE INC. | UNIT #1: 1)CONVERT EXTG KITCHEN TO STUDY ROOM. 2)RELOCATE KITCHEN. 3)RAHABILITATE EXTG BATHROOM. 4)INSTALL WASHER AND DRYER.
PW20200709810 | 09-JUL-20 | 430 |  | 17TH | AV |  | COMPLETE | 14-JUL-20 | ACE PLUMBING & ROOTER | WORK CATEGORY: 1P; SEWER REPAIR
PP20200709101 | 09-JUL-20 | 513 |  | LYON | ST |  | ISSUED | 09-JUL-20 | INNOVATIVE CONSTRUCTION IMPLEMENT | TO COMPLY WITH NOV 20209022: REMODEL (E) KITCHEN DINING ROOM POWDER ROOM AND BATHROOM ON 2/F PER PLANS.
PW20200709824 | 09-JUL-20 | 138 |  | CYRIL MAGNIN | ST |  | ISSUED | 09-JUL-20 | RODRIGUEZ FIRE PROTECTION | WORK CATEGORY: 4PB; ADD ONE (1) SPRINKLER HEAD IN WALKING BOX FREEZER.
PW20200709833 | 09-JUL-20 | 1235 |  | BAY | ST |  | COMPLETE | 15-JUL-20 | STEVEN YEUNG INC DBA CHUNG WAH PLBG&FIRE | WORK CATEGORY: 11P; REF PP20161018911 AND PP20170309612. PERMIT AND INSPECTION FEES FOR FINAL PLUMBING INSPECTION FOR ADU'S AT 1235 BAY STREET.
PP20200709104 | 09-JUL-20 | 1754 |  | MISSION | ST |  | ISSUED | 09-JUL-20 | NABI CONSTRUCTION & ENGINEERING INC | NEW ADA BATHROOM UPGRADE EXISTING BATHROOM
PW20200709813 | 09-JUL-20 | 3701 |  | NORIEGA | ST |  | ISSUED | 09-JUL-20 | FEERICK PLUMBING | WORK CATEGORY: 8P; INSTALL 199000 BTU CONDENSING BOILER AND 119 GALLON INDIRECT HOT WATER HEATER AND HYDRONIC HEATING LOOPS
PW20200709842 | 09-JUL-20 | 3525 |  | CABRILLO | ST |  | ISSUED | 09-JUL-20 | LIU'S PLUMBING AND FIRE PROTECTION | WORK CATEGORY: 2PA; REPLACE KITCHEN SINK STOVE AND ADD A WATER LINE FOR REFRIGERATOR
PM20200709103 | 09-JUL-20 | 4284 |  | 24TH | ST |  | ISSUED | 09-JUL-20 | BAY GENERAL CONTRACTOR LLC | INSTALL NEW EXHAUST FAN FOR KITCHEN AND BATHROOOM
PW20200709811 | 09-JUL-20 | 2737 |  | CLEMENT | ST |  | COMPLETE | 15-JUL-20 | C & H PLUMBING CO. | WORK CATEGORY: 1P; INSTALL A NEW GAS PIPE IN GARAGE FOR EXITING WATER HEATER.
PW20200709831 | 09-JUL-20 | 622 |  | HAIGHT | ST |  | ISSUED | 09-JUL-20 | FLOW MASTERS PLUMBING INC | WORK CATEGORY: 1P; RENEW EXPIRED PERMIT #PW20190709308: INSTALL 14 FIRE SPRINKLERS THROUGHOUT ADU UNIT ONLY PER NFPA 13R. INSTALLATION OF 1.5" COMBO FIRE SERVICE PER NFPA 13R/&24
PW20200709808 | 09-JUL-20 | 944 |  | MARKET | ST |  | ISSUED | 09-JUL-20 | H & M FIRE PROTECTION INC. | WORK CATEGORY: 4PB; FIRE SPRINKLER TENANT IMPROVEMENT AT BASEMENT.
PMW20200709830 | 09-JUL-20 | 1072 |  | GILMAN | AV |  | ISSUED | 09-JUL-20 | AK MECHANICAL | WORK CATEGORY: 1M; NEW FURNACE INSTALL. ROUGH IN FOR LOWER UNIT
PW20200709817 | 09-JUL-20 | 306 |  | SHOTWELL | ST |  | COMPLETE | 24-JUL-20 | DLB PLUMBING | WORK CATEGORY: 1P; FINAL INSPECTION FOR PERMIT # PW20191108166 CORRECTION NOTICE . FINAL 1 BOILER 1 BATHROOM
PM20200709112 | 09-JUL-20 | 1911 |  | 33RD | AV |  | ISSUED | 10-JUL-20 | GOLDEN STATE DESIGNS | KITCHEN HOOD HVAC SYSTEM WH WASHER/DRYER 2X BATHROOM VENTS
PP20200709114 | 09-JUL-20 | 990 |  | GEARY | ST | 210 | ISSUED | 14-JUL-20 | B-SIDE INC. | #210: CONVERT (E) LIVING ROOM TO BEDROOM. REHABILITATE (E) KITCHEN REHABILITATE (E) BATHROOM INSTALL WASHER & DRYER.
PW20200709802 | 09-JUL-20 | 188 |  | SPEAR | ST |  | ISSUED | 09-JUL-20 | ANDERSON ROWE & BUCKLEY INC. | WORK CATEGORY: 5P; ROUGH AND FINISH PLUMBING FOR GENDER NEUTRAL RESTROOMS CONDENSER WATER PIPING AND CONDENSATE PIPING 7TH FLOOR. AR&B JOB # 20-012
PP20200709111 | 09-JUL-20 | 1911 |  | 33RD | AV |  | ISSUED | 10-JUL-20 | GOLDEN STATE DESIGNS | KITCHEN REMODELING 2X BATHROOM REMODELING FURNACE WH WASHER/DRYER OUTDOOR FIREPIT.
PW20200709825 | 09-JUL-20 | 2633 |  | SAN BRUNO | AV |  | ISSUED | 09-JUL-20 | PING'S PLUMBING INC. | WORK CATEGORY: 2PA; INSTALL PLUMBING SYSTEM AS PER APPROVED PLANS.
PMW20200709805 | 09-JUL-20 | 477 |  | PACIFIC | AV |  | ISSUED | 09-JUL-20 | ACCO ENGINEERED SYSTEMS INC. | WORK CATEGORY: 5M; REMOVE AND REPLACE FOUR (4) CEILING HUNG HEATING/COOLING WATER FAN COIL UNITS WITH NEW LIKE-FOR-LIKE UNITS ON THE 4TH FLOOR.
PW20200709815 | 09-JUL-20 | 1808 |  | SCOTT | ST |  | ISSUED | 09-JUL-20 | ACE PLUMBING & ROOTER | WORK CATEGORY: 1P; SEWER REPAIR
PP20200709107 | 09-JUL-20 | 1430 |  | 44TH | AV |  | ISSUED | 16-JUL-20 | ADOLFO L SANCHEZ JR | REPIPE BATHROOM #1 AND MOVE TOILET. REPIPE BATHROOM #2.
PW20200709828 | 09-JUL-20 | 720 |  | STOCKTON | ST | 12 | COMPLETE | 14-JUL-20 | D.K.M. PLUMBING | WORK CATEGORY: 2PA; INSPECTION NEEDED FOR PREVIOUS PLUMBING PERMIT THAT HAS EXPIRED . PERMIT # PP20190219261.
PMW20200709818 | 09-JUL-20 | 1509 |  | 10TH | AV |  | ISSUED | 09-JUL-20 | BRIAN FUSCO PLUMBING | WORK CATEGORY: 1M; WATER HEATER AND HEATER FLUES
PP20200709113 | 09-JUL-20 | 969 |  | 36TH | AV |  | ISSUED | 20-JUL-20 | AZUL WORKS INC. | UPGRADE OF 265' PIPE TO AN EXISTING SYSTEM WATER FOR 2 DRINKING FOUNTAINS
PW20200709821 | 09-JUL-20 | 31 |  | YERBA BUENA | AV |  | COMPLETE | 24-JUL-20 | ATLAS PLUMBING AND ROOTER | WORK CATEGORY: 1P; SEWER/HOUSETRAP REPLACEMENT
PP20200709105 | 09-JUL-20 | 2872 |  | JACKSON | ST |  | ISSUED | 09-JUL-20 | OLMEC BUILDERS INC | MOVE DW HOT AND COLD WATER HOOK UPS REPLACE STOVE SHUT OFF VALVE. REPLACE SINK AND FIXTURE.
PMW20200709803 | 09-JUL-20 | 635 |  | SCOTT | ST |  | COMPLETE | 14-JUL-20 | M C L HEATING & AIR CONDITIONING INC | WORK CATEGORY: 1M; CHANGE OUT QTY 2 EXISTING FURNACES FOR QTY 2 NEW FURNACES
PMW20200709827 | 09-JUL-20 | 1269 |  | HAMPSHIRE | ST |  | COMPLETE | 31-JUL-20 | ASSOCIATED HEATING OF SF | WORK CATEGORY: 1M; ADD AIR CONDITIONING ONTO EXISTING CENTRAL HEATING SYSTEM
PMW20200709834 | 09-JUL-20 | 209 |  | ARKANSAS | ST |  | ISSUED | 09-JUL-20 | BLAZE FIREPLACES OF NO CAL | WORK CATEGORY: 1M; INSTALLING ONE FIREPLACE
PW20200709837 | 09-JUL-20 | 950 |  | MARKET | ST |  | ISSUED | 09-JUL-20 | COSCO FIRE PROTECTION INC | WORK CATEGORY: 4PB; OVERHEAD FIRE SPRINKLER & FLEX DROP BRACKET INSPECTION
PMW20200709814 | 09-JUL-20 | 116 |  | ELSIE | ST |  | ISSUED | 09-JUL-20 | SCHMITT HEATING CO INC | WORK CATEGORY: 1M; INSTALL NEW CONDENSATE DRAIN LINE FROM NEW MINI SPLIT AIR CONDITIONER.
PMW20200709826 | 09-JUL-20 | 3757 |  | 16TH | ST |  | COMPLETE | 10-JUL-20 | ASSOCIATED HEATING OF SF | WORK CATEGORY: 1M; FURNACE REPLACEMENT
PW20200709823 | 09-JUL-20 | 358 |  | COLLINGWOOD | ST |  | COMPLETE | 17-JUL-20 | THE GENTEEL PLUMBERS INC | WORK CATEGORY: 1P; 2 ANGLE STOP REPLACEMENTS.RELOCATION OF WATER PIPE BY 2 INCHES. DROPPED WATER PIPE 2 INCHES TO ACCOMMODATE CABINET.
PP20200709109 | 09-JUL-20 | 2481 |  | MISSION | ST | 0 | ISSUED | 16-JUL-20 | BEST FOREVER CONSTRUCTION COMPANY | (N) RESTROOMS (N) KITCHEN (N) BAR
PW20200709838 | 09-JUL-20 | 551 |  | 17TH | AV |  | COMPLETE | 15-JUL-20 | YU PLUMBING INC | WORK CATEGORY: 1P; REPLACE THE EXISTING BROKEN SEWAGE LINE FROM THE HOUSE TO THE HOUSE VENT AND P-TRAP
PW20200709832 | 09-JUL-20 | 2539 |  | 32ND | AV |  | COMPLETE | 15-JUL-20 | ACE PLUMBING & ROOTER | WORK CATEGORY: 1P; SEWER AND HOUSE TRAP REPLACEMENT
PW20200709829 | 09-JUL-20 | 226 |  | MULLEN | AV |  | ISSUED | 09-JUL-20 | GOODRICH PLUMBING INC | WORK CATEGORY: 2PB; PLUMBING REMODELING - GARAGE FLOOR -GAS LINE FOR WASHER & DRYER; REPLACEMENT OF SEWER LINES1ST FLOOR - 1 LAUNDRY SINK 1 BATHROOM; 2ND FLOOR - 1 POWDER ROOM 1 KITCHEN SINK 1 GAS STOVE 1 BACKYARD DRAIN 3RD FLOOR - 1 WASHER & DRYER; REPLACEMENT OF 1 BATHROOM FIXTURES; RELOCATION OF PLUMBING SETUP FOR 1 BATHROOM
PW20200709816 | 09-JUL-20 | 378 |  | CUMBERLAND | ST |  | COMPLETE | 17-JUL-20 | MOONLIGHT PLUMBING | WORK CATEGORY: 1P; INSTALL GAS LINE TO EXTERIOR FIRE PIT
PW20200709809 | 09-JUL-20 | 255 |  | KING | ST |  | COMPLETE | 22-JUL-20 | BENRICH SERVICE COMPANY INC | WORK CATEGORY: 8P; THE REPLACEMENT OF ONE BOILER IN PARKING GARAGE.
PP20200709102 | 09-JUL-20 | 4284 |  | 24TH | ST |  | ISSUED | 09-JUL-20 | BAY GENERAL CONTRACTOR LLC | RELOCATE HOT AND COLD WATER FOR BATHROOM. INSTALL NEW TOILET. INSTALL NEW BATHTUB. RELOCATE WATER LINE FOR KITCHEN SINK.
PW20200709839 | 09-JUL-20 | 3790 |  | 21ST | ST |  | ISSUED | 09-JUL-20 | HEGARTY PLUMBING | WORK CATEGORY: 2PA; FINISH PLUMBING AND INSTALL BOILER AND HOT WATER TANK.
PP20200710134 | 10-JUL-20 | 1326 |  | 48TH | AV |  | ISSUED | 14-JUL-20 | HAGENBACH CONSTRUCTION | KITCHEN REMODEL - REMOVE AND REPLACE FAUCET GARBAGE DISPOSAL.MASTER BATHROOM REMODEL - REMOVE AND REPLACE SHOWER WALLS SINK FAUCET TUB SPOUT SHOWER HEAD AND VALVE AND TOILET.DOWNSTAIRS BATHROOM - REMOVE AND REPLACE PARTIAL REMODEL OF SINK FAUCET AND TOILET.UPSTAIRS HALL BATH - REMOVE AND REPLACE PARTIAL REMODEL OF SINK AND FAUCET.WATER HEATER - REMOVE AND REPLACE.
PW20200710862 | 10-JUL-20 | 274 |  | VICTORIA | ST |  | ISSUED | 10-JUL-20 | W F CONSTRUCTION CO | WORK CATEGORY: 2PB; LEGALIZE ONE FULL BATH A KITCHEN AND NEW GAS FURNACE PLUS FLU (MECHANICAL) ON GROUND FLOOR FOR UNIT A.
PP20200710136 | 10-JUL-20 | 208 |  | PENNSYLVANIA | AV | 1104 | COMPLETE | 16-JUL-20 | ROD'S GENERAL BUILDERS INC | CANCEL KITCHEN PLUMBING CAP HOT & COLD SUPPLY.REF. PP20200701054 C/N
PW20200710860 | 10-JUL-20 | 706 |  | MISSION | ST |  | COMPLETE | 23-JUL-20 | CRITCHFIELD MECHANICAL INC | WORK CATEGORY: 8P; INSTALLATION OF 3 NEW AERCO BENCHMARK 2000 MBH BOILERS
PW20200710855 | 10-JUL-20 | 1475 |  | LOMBARD | ST |  | ISSUED | 10-JUL-20 | ARCH PLUMBING INC | WORK CATEGORY: 8P; BOILER REPLACEMENT
PM20200710131 | 10-JUL-20 | 1986 |  | 42ND | AV |  | ISSUED | 10-JUL-20 | H & BO CONSTRUCTION INC. | INSTALL A 40K BTU FURNACE.
PW20200710854 | 10-JUL-20 | 3171 |  | 21ST | ST |  | ISSUED | 10-JUL-20 | DENG'S PLUMBING INC | WORK CATEGORY: 1P; RECOPPER 2 WC 2 LAV 1 SINK.
PP20200710133 | 10-JUL-20 | 1986 |  | 42ND | AV |  | ISSUED | 14-JUL-20 | H & BO CONSTRUCTION INC. | 2/F: REMODELING (E) KTICHEN (REMOVE WALL) CONVERTING (E) BATHROOM INTO 2 BATHROOMS.
PW20200710848 | 10-JUL-20 | 1582 |  | 39TH | AV |  | COMPLETE | 16-JUL-20 | DISCOUNT PLUMBING CO | WORK CATEGORY: 1P; HOUSE TRAP AND SEWER LATERAL REPLACEMENT
PW20200710847 | 10-JUL-20 | 1286 |  | 23RD | AV |  | ISSUED | 10-JUL-20 | D & S LEONG ASSOCIATES | WORK CATEGORY: 4PA; INSTALL FIRE SPRINKLER SYSTEM THROUGHOUT THE BUILDING PER APPLICATION #202005227717
PP20200710125 | 10-JUL-20 | 171 |  | LEE | AV |  | ISSUED | 10-JUL-20 | HOMEOWNER'S PERMIT | TO OBTAIN A FINAL INSPECTION FOR WORK APPROVED UNDER PREVIOUS PERMIT PP20171227512 - TO ALSO INCLUDE 2 INSPECTION FEES OWED.
PP20200710118 | 10-JUL-20 | 2716 |  | FRANKLIN | ST | 4 | ISSUED | 10-JUL-20 | TRINGALI CONSTRUCTION | REMODEL BATHROOM AND PARTIAL KITCHEN REMODEL: NEW FIXTURES.
PMW20200710853 | 10-JUL-20 | 150 |  | SAN BUENAVENTURA | WY |  | COMPLETE | 24-JUL-20 | BLAZE FIREPLACES OF NO CAL | WORK CATEGORY: 1M; INSTALLING ONE FIREPLACE
PP20200710130 | 10-JUL-20 | 146 |  | MCALLISTER | ST | 109 | ISSUED | 15-JUL-20 | NOMELLINI CONSTRUCTION * ASK FOR ID * | KITCHEN + BATH REMODEL. APT #109 ONLY.
PMW20200710849 | 10-JUL-20 | 365 |  | DOUGLASS | ST |  | ISSUED | 10-JUL-20 | SHANE O'MALLEY DBA GREENFLOW HVAC | WORK CATEGORY: 1M; INSTALL TWO (2) MITSUBISHI HEAT PUMP SYSTEM WITH THREE (3) WALL MOUNTED AIR HANDLERS
PMW20200710852 | 10-JUL-20 | 1524 |  | POLK | ST |  | ISSUED | 10-JUL-20 | ARRIS INC | WORK CATEGORY: 2M ; REMOVE EXISTING CU 1 2 & AHU 1 2INSTALL NEW CU 1 2 & AHU 1 2 PER ATTACHED SCHEDULEINSTALL ELECTRICAL SYSTEMREMOVE ALL DUCT SYSTEMS FROM MEZZANINE
PW20200710861 | 10-JUL-20 | 1050 |  | PINE | ST |  | ISSUED | 10-JUL-20 | RUBY PLUMBING & ELECTRICAL | WORK CATEGORY: 2PB; REPAIR FOR UNDERGROUND PIPING.
PP20200710127 | 10-JUL-20 | 2656 |  | VAN NESS | AV | 0 | FILED | 10-JUL-20 | US CONSTRUCTION CALIFORNIA INC | UNIT 17: UNIT RENOVATION - NEW BEDROOMS NEW AND REMODEL BATHROOMS NEW KITCHEN AND BATHROOM SINKS AND CABINETS NEW PLUMBING FIXTURES SHOWER PAN.
PP20200710120 | 10-JUL-20 | 633 |  | HAMPSHIRE | ST | 5 | ISSUED | 13-JUL-20 | S F O BRIEN CONSTRUCTION | REMODEL PLAN: PLACEMENT OF TIOLET AND NEW FAUCETS. LAYOUT UNCHANGED.
PW20200710851 | 10-JUL-20 | 3858 |  | JACKSON | ST |  | COMPLETE | 15-JUL-20 | MUNOZ TILE | WORK CATEGORY: 1P; SHOWER PAN INSPECTION
PW20200710859 | 10-JUL-20 | 1535 |  | EDDY | ST |  | ISSUED | 10-JUL-20 | BENRICH SERVICE COMPANY INC | WORK CATEGORY: 8P; BOILER REPLACEMENT ON THE ROOF
PP20200710132 | 10-JUL-20 | 839 |  | LEAVENWORTH | ST | 201 | ISSUED | 15-JUL-20 | NOMELLINI CONSTRUCTION * ASK FOR ID * | KITCHEN + BATH REMODEL
PP20200710119 | 10-JUL-20 | 2072 |  | MISSION | ST | 0 | FILED | 10-JUL-20 | AURA FIRE SAFETY INC | INSTALL 4" BACKFLOW FOR FIRE SPRINKLER FIBER. REFER TO EXPIRED PERMIT PP20190514763.
PP20200710128 | 10-JUL-20 | 566 |  | LOMBARD | ST | 0 | FILED | 10-JUL-20 | WONG CONSTRUCTION INC | UNIT # 7: INSTALLATION OF 1 KITCHEN SINK 1 BATH SINK TOILET SHOWER PAN 1 DISHWASHER ROUGH-IN PLUMBING
PW20200710850 | 10-JUL-20 | 710 |  | HAYES | ST |  | ISSUED | 10-JUL-20 | CARY WING PLUMBING & FIRE PROTECTION INC | WORK CATEGORY: 2PB; BATH AND KITCHEN
PW20200710845 | 10-JUL-20 | 711 |  | HAMPSHIRE | ST |  | COMPLETE | 10-JUL-20 | GATEWAY PLUMBING | WORK CATEGORY: 1P; WATER HEATER INSTALLATION WITH FLUE AND REPLACE GAS VALVE TO FURNACEREFER TO COMPLAINT #202042861
PP20200710126 | 10-JUL-20 | 2656 |  | VAN NESS | AV | 0 | FILED | 10-JUL-20 | US CONSTRUCTION CALIFORNIA INC | UNIT 16: UNIT RENOVATION - NEW BEDROOMS NEW AND REMODEL BATHROOMS NEW KITCHEN AND BATHROOM SINKS AND CABINETS NEW PLUMBING FIXTURES SHOWER PAN.
PP20200710135 | 10-JUL-20 | 719 |  | FILLMORE | ST |  | ISSUED | 17-JUL-20 | ALL STAR FIRE PROTECTION LLC | 1)INSTALLATION OF NEW FIRE SPRINKLERS IN A LEGALIZED 2 UNITS IN 1ST FLOOR. 2)CONNECT EXTG 2ND FLOOR FIRE SPRINKLERS TO NEW 1S FLOOR SYSTEM. 3)INSTALLATION OF NEW 2" FIRE DEDICATED UNDERGROUND.
PP20200710124 | 10-JUL-20 | 2656 |  | VAN NESS | AV | 0 | FILED | 10-JUL-20 | US CONSTRUCTION CALIFORNIA INC | UNIT 15: UNIT RENOVATION - NEW BEDROOMS NEW AND REMODEL BATHROOMS NEW KITCHEN AND BATHROOM SINKS AND CABINETS NEW PLUMBING FIXTURES SHOWER PAN.
PMW20200710844 | 10-JUL-20 | 269 |  | CHRISTOPHER | DR |  | ISSUED | 10-JUL-20 | OKELL'S FIREPLACE | WORK CATEGORY: 1M; INSTALL A DIRECT VENT GAS FIREPLACE PER MANUAL SPECS. GAS LINE BY OTHERS.
PW20200710857 | 10-JUL-20 | 2121 |  | WEBSTER | ST | 101 | ISSUED | 10-JUL-20 | ALL STAR FIRE PROTECTION LLC | WORK CATEGORY: 4PA; RELOCATE ADD AND REMOVE HEADS PER TI 21 RELOCATE 17 ADDED 1 REMOVED
PW20200710846 | 10-JUL-20 | 779 |  | CRESCENT | AV |  | ISSUED | 10-JUL-20 | MAGIC PLUMBING | WORK CATEGORY: 1P; INSPECTION OF WATER HEATERS AND FURNACES PER COMPLAINT #202038011.
PP20200710121 | 10-JUL-20 | 2656 |  | VAN NESS | AV | 0 | FILED | 10-JUL-20 | US CONSTRUCTION CALIFORNIA INC | UNIT 1: UNIT RENOVATION - NEW BEDROOMS NEW AND REMODEL BATHROOMS NEW KITCHEN AND BATHROOM SINKS AND CABINETS NEW PLUMBING FIXTURES SHOWER PAN.
PP20200710122 | 10-JUL-20 | 2656 |  | VAN NESS | AV | 0 | FILED | 10-JUL-20 | US CONSTRUCTION CALIFORNIA INC | UNIT 3: UNIT RENOVATION - NEW BEDROOMS NEW AND REMODEL BATHROOMS NEW KITCHEN AND BATHROOM SINKS AND CABINETS NEW PLUMBING FIXTURES SHOWER PAN.
PW20200710843 | 10-JUL-20 | 2466 |  | GREAT | HY |  | ISSUED | 10-JUL-20 | PROJECT CONTRACTOR INC | WORK CATEGORY: 4PA; INSTALL (19) FIRE SPRINKLER AT GROUND FLOOR NEW UNIT AND RELATED EGRESS PER NFPA 13 AND UNDERGROUND PIPING PER NFPA 14 (TRENCH & BACKFILL BY SEPARATE PUBLIC WORK PERMIT.REF TO APP#2020-0625-9155
PW20200710858 | 10-JUL-20 | 1919 |  | MCALLISTER | ST |  | COMPLETE | 22-JUL-20 | R & L PLUMBING | WORK CATEGORY: 2PA; INSTALL TOILET PEDESTAL SINK INSTALLED NEW KITCHEN SINK AND FAUCET DISHWASHER STOVE AND TANKLESS WATER HEATER
PP20200710129 | 10-JUL-20 | 1490 |  | JEFFERSON | ST | 302 | ISSUED | 20-JUL-20 | MAVEN MAINTENANCE INC | UNIT 302: INSTALL NEW SHOWER MIX AND TOILET. RELOCATE GAS LINE.
PW20200710856 | 10-JUL-20 | 96 |  | TOLEDO | WY |  | ISSUED | 10-JUL-20 | PROMPT PLUMBING SERVICES | WORK CATEGORY: 2PA; REMODELING A FULL BATHROOM AND KITCHEN.
PP20200710123 | 10-JUL-20 | 795 |  | 08TH | AV | 505 | ISSUED | 10-JUL-20 | NAZ IMPROVEMENT GENERAL CONTRACTOR | BATHROOM REMODEL: REPLACEMENT OF SHOWER VALVE P-TRAP ASSEMBLY TOILET & BATHTUB.
PW20200710863 | 10-JUL-20 | 836 |  | BAY | ST | 0 | ISSUED | 10-JUL-20 | MOONLIGHT PLUMBING | WORK CATEGORY: 1P; INSTALL GAS LINE TO EXTERIOR FIRE PIT.
PW20200711865 | 11-JUL-20 | 825 |  | YORK | ST |  | ISSUED | 11-JUL-20 | JIM PARR DBA PLUMBING | WORK CATEGORY: 2PA; GAS TEST AND TRIM
PW20200711868 | 11-JUL-20 | 814 |  | COLE | ST |  | ISSUED | 11-JUL-20 | KEARNEY PLUMBING | WORK CATEGORY: 1P; BATHROOM REMODEL ROUGH IN AND TRIM OUT TOILET SINK AND BATHTUB SHOWER.
PW20200711869 | 11-JUL-20 | 4135 |  | 21ST | ST |  | ISSUED | 11-JUL-20 | KEARNEY PLUMBING | WORK CATEGORY: 2PB; ROUGH IN AND TRIM OUT 3 BATHROOMS 1 LAUNDRY AND 1 KITCHEN.
PMW20200711867 | 11-JUL-20 | 3 |  | VULCAN | SW | 0 | COMPLETE | 23-JUL-20 | ORTIZ HEATING AND AIR CONDITIONING INC | WORK CATEGORY: 1M; REPLACEMENT OF EXISTING FURNACE AT EXISTING LOCATION.
PW20200711866 | 11-JUL-20 | 140 |  | QUINTARA | ST |  | COMPLETE | 22-JUL-20 | NAVARRO'S PLUMBING | WORK CATEGORY: 1P; REPLACE WATER LINE FROM METER TO HOUSE ABOUT 20 FT
PW20200711864 | 11-JUL-20 | 1474 |  | 06TH | AV |  | ISSUED | 11-JUL-20 | PRO PLUMBING & FIRE SPRINKLER INC | WORK CATEGORY: 2PB; PLUMBING IN BASEMENT: 1 FULL BATH 1 LAUNDRY; IN 1ST FLOOR: 1 HALF BATH 1 KITCHEN AND 1 BAR SINK; 2ND FLOOR: 2 FULL BATHS 1 LAUNDRY.
PW20200712881 | 12-JUL-20 | 115 |  | JORDAN | AV |  | ISSUED | 12-JUL-20 | KEARNEY PLUMBING | WORK CATEGORY: 2PB; ROUGH IN AND TRIM OUT 3.5 BATHROOMS KITCHEN AND LAUNDRY
PW20200712876 | 12-JUL-20 | 424 |  | FRANCISCO | ST |  | ISSUED | 12-JUL-20 | ARGYRIS PLUMBING | WORK CATEGORY: 2PA; TO COMPLY WITH PHYSICAL INSPECTION REPORT #CC-8410(PLUMBING REPORT)
PW20200712879 | 12-JUL-20 | 354 |  | MOULTRIE | ST |  | ISSUED | 12-JUL-20 | SMART PLUMBING PROJECT INC | WORK CATEGORY: 2PA; 2 BATHROOMS AND KITCHEN REMODEL
PW20200712880 | 12-JUL-20 | 743 |  | 04TH | AV |  | ISSUED | 12-JUL-20 | SMART PLUMBING PROJECT INC | WORK CATEGORY: 1P; 2 BATHROOMS AND KITCHEN REMODEL
PW20200712877 | 12-JUL-20 | 945 |  | ROCKDALE | DR |  | COMPLETE | 21-JUL-20 | SAN FRANCISCO PLUMBING CO | WORK CATEGORY: 1P; SEWER REPLACEMENT WITH HOUSE-TRAP
PW20200712872 | 12-JUL-20 | 124 |  | 09TH | AV |  | COMPLETE | 21-JUL-20 | GARCIA PLUMBING AND MECHANICAL CO INC | WORK CATEGORY: 1P; NEW GAS SUPPLY TO FUTURE OUTLET.
PW20200712871 | 12-JUL-20 | 225 |  | CONGDON | ST |  | COMPLETE | 16-JUL-20 | JIM PO PLUMBING | WORK CATEGORY: 1P; TO OBTAIN FINAL INSPECTION FOR WORK APPROVE UNDER PREVIOUS PERMIT PP20190703256; TO ENLARGE PERMIT SCOPE FOR 2ND FLOOR BATHROOM AND REPIPE GAS BRANCHES AT 1ST FLOOR.
PW20200712870 | 12-JUL-20 | 72 |  | DEMING | ST |  | ISSUED | 12-JUL-20 | JIM PO PLUMBING | WORK CATEGORY: 2PA; 70 DEMING ST: 1 FULL BATHROOM AND 1 KITCHEN REMODEL; 72 DEMING ST: 2 FULL BATHROOM AND 1 KITCHEN REMODEL; 74 DEMING ST: 1 FULL BATHROOM AND 1 KITCHEN REMODEL.
PW20200712874 | 12-JUL-20 | 300 |  | GOLD MINE | DR |  | ISSUED | 12-JUL-20 | ORAN PLUMBING CORP | WORK CATEGORY: 2PA; REMODEL KITCHEN
PW20200712878 | 12-JUL-20 | 413 |  | LYON | ST |  | ISSUED | 12-JUL-20 | SMART PLUMBING PROJECT INC | WORK CATEGORY: 2PB; NEW COMPLETE PLUMBING SYSTEM INCLUDING UNDERGROUND ROUGH AND FINAL.SHOWER PAN DONE BY OTHERS.
PMW20200712882 | 12-JUL-20 | 230 |  | COLLINGWOOD | ST |  | ISSUED | 12-JUL-20 | ENERGY CONCEPTS | WORK CATEGORY: 1M; 3 DUCTED HEAT PUMPS FOR DUPLEX AND NEW DUCTS
PW20200712875 | 12-JUL-20 | 62 |  | PARNASSUS | AV |  | ISSUED | 12-JUL-20 | FONTANA | WORK CATEGORY: 2PA; KITCHEN REMODEL AND GAS LINE REPLACEMENT.
PW20200712873 | 12-JUL-20 | 1918 |  | 45TH | AV |  | COMPLETE | 14-JUL-20 | THE GENTEEL PLUMBERS INC | WORK CATEGORY: 1P; REMOVE AND REPLACE SEWER LATERAL FROM CURB TO FACE OF BUILDING.
PW20200713910 | 13-JUL-20 | 1247 |  | 46TH | AV |  | ISSUED | 13-JUL-20 | DUGGAN PLUMBING INC | WORK CATEGORY: 1P; CONNECT CATCH BASIN. RELOCATE 2 ON DEMAND HEATERS AND RECONNECT EXISTING FURNACE
PP20200713141 | 13-JUL-20 | 3130 |  | BRODERICK | ST | 0 | ISSUED | 17-JUL-20 | ALL STAR FIRE PROTECTION LLC | INSTALL NEW FIRE SPRINKLERS AT NEW ADU UNITS AND EGRESS PER NFPA13 INCLUDING 2" FIRE DEDICATED FIRE SERVICE
PP20200713146 | 13-JUL-20 | 438 |  | 34TH | AV |  | ISSUED | 22-JUL-20 | LEE AND SON CONSTRUCTION INC. | BUILDING 2017-0411-3719. ADD ONE INSPECTION FOR GAS METER.
PW20200713898 | 13-JUL-20 | 655 |  | ELLIS | ST |  | ISSUED | 13-JUL-20 | CAHILL AND KAVANAUGH INC * SEE NOTE* | WORK CATEGORY: 5P; SUPPLYING A NEW GAS LINE FROM THE GAS METER TO THE ROOF TOP BOILER.PER STEVE PANELLI PHONE CALL PUT UNDER 5P WITH 1 FLOOR
PW20200713900 | 13-JUL-20 | 2566 |  | 44TH | AV |  | COMPLETE | 23-JUL-20 | ATLAS PLUMBING AND ROOTER | WORK CATEGORY: 1P; SEWER/HOUSETRAP REPLACEMENT
PP20200713142 | 13-JUL-20 | 801 |  | VALENCIA | ST | 0 | ISSUED | 14-JUL-20 | JACK STRONG PLUMBING & BUILDING SERVICES | RELOCATE (E) GREASE TRAP. ISNTALL FLOOR DRAIN AND SINK.
PMW20200713899 | 13-JUL-20 | 581 |  | WALLER | ST |  | ISSUED | 13-JUL-20 | BLAZE FIREPLACES OF NO CAL | WORK CATEGORY: 1M; INSTALLING ONE FIREPLACE. THIS IS A RENEWAL OF EXPIRED PERMIT #PM20181114617
PW20200713890 | 13-JUL-20 | 1 |  | TEHAMA | ST |  | ISSUED | 13-JUL-20 | BELLANTI PLUMBING INC | WORK CATEGORY: 11P; UNDERGROUND SIDEWALK SEWER TRAP REPLACEMENT.
PW20200713887 | 13-JUL-20 | 4475 |  | 23RD | ST |  | ISSUED | 13-JUL-20 | PRECISION PLUMBING | WORK CATEGORY: 1P; ADD WASHER/DRYER NEW SHOWER VALVE
PW20200713902 | 13-JUL-20 | 34 |  | MAIDEN | LN |  | ISSUED | 13-JUL-20 | ECO FIRE SPRINKLERS INC | WORK CATEGORY: 4PB; CHANGE OUT FIRE SPRINKLER HEADS.
PW20200713911 | 13-JUL-20 | 81 |  | AQUAVISTA | WY |  | COMPLETE | 17-JUL-20 | EVERLAST PLUMBING | WORK CATEGORY: 1P; OUTSIDE SEWER AND HOUSE TRAP
PP20200713143 | 13-JUL-20 | 278 |  | 15TH | AV |  | ISSUED | 22-JUL-20 | LEE AND SON CONSTRUCTION INC. | BUILDING PERMIT 2018-0511-8914.ADD ROOMS KITCHEN BATHROOM 2 SHOWER PAN UNDERGROUND PIPES FOR BASEMENT.
PW20200713905 | 13-JUL-20 | 1563 |  | FULTON | ST |  | ISSUED | 13-JUL-20 | GREENE & COMPANY INC | WORK CATEGORY: 2PB; NEW PLUMBING SYSTEMS FOR 3 UNIT APARTMENT
PW20200713893 | 13-JUL-20 | 950 |  | GOUGH | ST |  | ISSUED | 13-JUL-20 | O'BRIEN MECHANICAL INC II | WORK CATEGORY: 8P; 3 NEW BOILERS AND FLUES - ROOF MECHANICAL ROOM - TO SERVE NEW CONDOMINIUM BUILDING.
PW20200713895 | 13-JUL-20 | 786 |  | 35TH | AV |  | COMPLETE | 21-JUL-20 | JOSEPH TINSLEY PLUMBING | WORK CATEGORY: 1P; WATER HEATER REPLACEMENT.
PW20200713897 | 13-JUL-20 | 1258 |  | VERMONT | ST |  | ISSUED | 13-JUL-20 | KEARNEY PLUMBING | WORK CATEGORY: 2PA; INSTALL 4 SHOWER PANS IN 2 UNITS
PP20200713145 | 13-JUL-20 | 2355 |  | POLK | ST |  | ISSUED | 21-JUL-20 | HALYARD INC (SEE NOTE) | RENOVATION OF 5 APARTMENTS: UNIT 103 ON 1/F UNIT 602 & 604 ON 6/F. NEW BEDROOMS AND BATHROOMS. NEW KITCHEN CABINETS AND PLUMBING FIXTURES. NEW WASHER/DRYERS & DISHWASHER. NO FIRE SPRINKLER WORK.
PMW20200713884 | 13-JUL-20 | 279 |  | STAPLES | AV |  | COMPLETE | 15-JUL-20 | STATE SHEET METAL WORKSINC. | WORK CATEGORY: 1M; HORIZONTAL FURNACE REPLACEMENT UNDER HOUSE.
PW20200713908 | 13-JUL-20 | 555 |  | PIERCE | ST |  | ISSUED | 13-JUL-20 | DLB PLUMBING | WORK CATEGORY: 1P; UNIT 302 KITCHEN REMODEL.
PW20200713907 | 13-JUL-20 | 1588 |  | WALLER | ST |  | COMPLETE | 15-JUL-20 | DEALS ON WHEELS PLUMBING | WORK CATEGORY: 1P; FIXED LEAKY KITCHEN DRAIN PIPE
PW20200713885 | 13-JUL-20 | 3742 |  | DIVISADERO | ST |  | COMPLETE | 17-JUL-20 | WISHART TILE | WORK CATEGORY: 1P; SHOWER PAN INSTALLATION
PW20200713889 | 13-JUL-20 | 111 |  | NEW MONTGOMERY | ST |  | ISSUED | 13-JUL-20 | INCOM MECHANICAL INC | WORK CATEGORY: 2PA; HANGER PERMIT FOR FIRE SPRINKLERS. FIRE SPRINKLER PERMIT #202007079754
PW20200713901 | 13-JUL-20 | 1488 |  | HARRISON | ST | 305 | ISSUED | 13-JUL-20 | DI MAGGIO PLUMBING | WORK CATEGORY: 1P; SHOWER VALVE AND TUB INSTALLATION
PW20200713886 | 13-JUL-20 | 47 |  | 28TH | ST |  | ISSUED | 13-JUL-20 | PAGCO CONSTRUCTION INC. | WORK CATEGORY: 2PA; NEW BATHROOMS KITCHEN FRENCH DRAIN
PW20200713903 | 13-JUL-20 | 188 |  | MINNA | ST | 38 | ISSUED | 13-JUL-20 | ALL STAR FIRE PROTECTION LLC | WORK CATEGORY: 4PA; RELOCATE 10 SPRINKLER HEADS REMOVE 1 PER TENANT IMPROVEMENTS
PW20200713906 | 13-JUL-20 | 728 |  | DUNCAN | ST |  | COMPLETE | 16-JUL-20 | ECONOMY PLUMBING | WORK CATEGORY: 1P; EARTHQUAKE SEISMIC VALVE
PW20200713891 | 13-JUL-20 | 2200 |  | OFARRELL | ST |  | COMPLETE | 21-JUL-20 | BELLANTI PLUMBING INC | WORK CATEGORY: 11P; INSTALLATION OF NEW 1" IRRIGATION BACK FLOW DEVICE
PW20200713883 | 13-JUL-20 | 426 |  | EUREKA | ST |  | ISSUED | 13-JUL-20 | STEPHEN FITZSIMON | WORK CATEGORY: 1P; REMODEL EXISTING BATHROOM 1# TOILET 1# LAVATORY SINK 1# BATHTUB / SHOWER ALL REPLACED IN WITH NEW FIXTURES IN EXISTING LOCATIONS.
PM20200713144 | 13-JUL-20 | 278 |  | 15TH | AV |  | ISSUED | 22-JUL-20 | LEE AND SON CONSTRUCTION INC. | BUILDING PERMIT 2018-0511-8914KITCHEN DUCTS VENT AND WATER HEATER FURNACE.
PP20200713139 | 13-JUL-20 | 782 |  | 07TH | AV | 0 | ISSUED | 13-JUL-20 | DALY BUILDERS GROUP | ADD A NEW BATHROOM IN EACH UNIT.
PW20200713892 | 13-JUL-20 | 721 |  | SHOTWELL | ST | 0 | COMPLETE | 22-JUL-20 | NORTH SOUTH PLUMBING INC. | WORK CATEGORY: 1P; THIS PERMIT IS IN RELATION TO WORK CARRIED OUT IN PERMIT PP20181207301 AND IS TO CLOSE OUT THAT SCOPE OF WORK.
PW20200713896 | 13-JUL-20 | 175 |  | BLUXOME | ST | 104 | ISSUED | 13-JUL-20 | STEVEN YEUNG INC DBA CHUNG WAH PLBG&FIRE | WORK CATEGORY: 1P; REPLACE BATHTUB WITH SHOWER. MOVE LAUNDRY LOCATION.
PMW20200713888 | 13-JUL-20 | 3725 |  | WASHINGTON | ST |  | ISSUED | 13-JUL-20 | HYDRONICS INC. | WORK CATEGORY: 2M ; FINAL BOILER INSPECTION. RENEW PM20190701187.
PW20200713912 | 13-JUL-20 | 535 |  | NIAGARA | AV |  | COMPLETE | 29-JUL-20 | U S A ROOTER & PLUMBING | WORK CATEGORY: 2PB; REPLACE SEWER LATERAL FROM OUTSIDE THE BUILDING TO THE PROPERTY LINE.
PW20200713909 | 13-JUL-20 | 14 |  | KNOTT | CT |  | ISSUED | 13-JUL-20 | DUGGAN PLUMBING INC | WORK CATEGORY: 2PA; REMODEL 3 BATHROOM AND 1 KITCHEN. 1 SHOWER PAN.
PP20200713140 | 13-JUL-20 | 401 |  | POTRERO | AV |  | FILED | 13-JUL-20 | ARMER/NORMAN & ASSOCIATES | THIS PROJECT IS THE REMODEL OF AN EXISTING GAS STATION BUILDING TO CONVERT THE EXISTING AUTO REPAIR BAYS TO A CONVENIENCE STORE. WORK INCLUDES NEW WASTE PIPING ALONG WITH HOT AND COLD WATER. BATHROOM IS RE-LOCATED TO A NEW LOCATION WITHIN THE EXISTING BUILDING SHELL. THERE WILL BE NEW FOOD SERVICE EQUIPMENT WITHIN THE C-STORE.
PP20200713138 | 13-JUL-20 | 780 |  | 07TH | AV |  | ISSUED | 13-JUL-20 | DALY BUILDERS GROUP | ADD A NEW BATHROOM IN EACH UNIT.
PW20200713904 | 13-JUL-20 | 1064 |  | DOLORES | ST |  | ISSUED | 13-JUL-20 | ALL STAR FIRE PROTECTION LLC | WORK CATEGORY: 4PA; NEW FIRE SUPPRESSION SYSTEM 1ST FLOOR 2 ADU UNITS AND 2" DEDICATED FIRE SERVICE
PP20200713137 | 13-JUL-20 | 778 |  | 07TH | AV |  | ISSUED | 13-JUL-20 | DALY BUILDERS GROUP | ADD A NEW BATHROOM IN EACH UNIT.
PW20200713894 | 13-JUL-20 | 1611 |  | FRANKLIN | ST |  | COMPLETE | 30-JUL-20 | MAGIC PLUMBING | WORK CATEGORY: 1P; REPLACE CURB TRAP AND SMALL SECTION OF SEWER.
PP20200714164 | 14-JUL-20 | 938 |  | INGERSON | AV |  | ISSUED | 14-JUL-20 | ALL HOMES AND CONSTRUCTION INC | REPLACE GAS LINE FOR NEW GAS METER RELOCATION
PW20200714936 | 14-JUL-20 | 2050 |  | DIVISADERO | ST | 1 | ISSUED | 14-JUL-20 | SDI INSULATION INC | WORK CATEGORY: 1P; INSTALLING A GAS FIREPLACE
PW20200714922 | 14-JUL-20 | 2299 |  | PACIFIC | AV | 0 | COMPLETE | 29-JUL-20 | PRIBUSS ENGINEERING INC | WORK CATEGORY: 11P; WW1562-02 - DISCONNECT AND REMOVE LEAKING BACKFLOW DEVICE ON MAKE-UP LINE FOR BOILER. INSTALL NEW WILKINS 975XL LEAD FREE REDUCED PRESSURE BACKFLOW AND PROPER DRAIN. TEST AND CERTIFY NEW DEVICE.
PP20200714162 | 14-JUL-20 | 1355 |  | LOMBARD | ST |  | ISSUED | 22-JUL-20 | S L M DEVELOPMENT INC. | PROVIDING UNDERGROUND SEWER TO NEW BATH AND KITCHEN. NO SHOWER ONLY BATHTUB.
PP20200714151 | 14-JUL-20 | 1209 |  | GREEN | ST | 2 | ISSUED | 14-JUL-20 | SAFE STEP WALK-IN TUB COMPANY INC. | NEW WALKIN TUB TO REPLACE (E)
PP20200714157 | 14-JUL-20 | 122 |  | TUCKER | AV |  | FILED | 14-JUL-20 | PATRICK CONSTRUCTION | REPLACE PLUMBING FIXTURES IN KITCHEN AND 2 BATHS WITH MINOR REPAIR WORK FROM FIRE
PW20200714939 | 14-JUL-20 | 420 |  | TAYLOR | ST |  | ISSUED | 14-JUL-20 | AYOOB & PEERY PLUMBING | WORK CATEGORY: 5P; 2ND FLOOR COFFEE BAR: ROUGH-IN AND TRIM WASTE VENT AND DOMESTIC COLD WATER PIPING AS REQUIRED FOR (1) SINK (1) FAUCET (1) EEMAX (1) DW (1) ESPRESSO MACHINE (1) COFFEE MAKER (1) ICE/BEVERAGE DISPENSER (1) BACKFLOW PREVENTION DEVICE AND (1) AIR GAP W/ TRAP PRIMER. JOB#: 20-014
PMW20200714919 | 14-JUL-20 | 9 |  | ESCONDIDO | AV |  | ISSUED | 14-JUL-20 | BLAZE FIREPLACES OF NO CAL | WORK CATEGORY: 1M; INSTALLING ONE FIREPLACE.
PMW20200714927 | 14-JUL-20 | 610 |  | ILLINOIS | ST | 202 | COMPLETE | 21-JUL-20 | SCHMITT HEATING CO INC | WORK CATEGORY: 1M; REPLACE EXISTING HEATING SYSTEM WITH NEW DUCTLESS HEATING-COOLING SPLIT SYSTEM. PUMP CONDENSATE TO ROOF DRAIN.
PW20200714920 | 14-JUL-20 | 850 |  | POWELL | ST |  | ISSUED | 14-JUL-20 | CAHILL AND KAVANAUGH INC * SEE NOTE* | WORK CATEGORY: 2PA; REMOVAL AND REPLACEMENT OF WASTE STACKS
PMW20200714937 | 14-JUL-20 | 3330 |  | BAKER | ST |  | ISSUED | 14-JUL-20 | S L MECHANICAL CONTRACTOR | WORK CATEGORY: 1M; INSTALLING FURNACES DUCTING VENTING TWO FLUES FOR FURNACES AND FLUE PIPE FOR WATER HEATER.
PP20200714161 | 14-JUL-20 | 475 |  | SANSOME | ST |  | FILED | 14-JUL-20 | RED HAWK FIRE & SECURITY CA LLC | ADD 55 FIRE SPRINKLER PENDENT. ADD 9 FIRE SPRINKLER UPRIGHT. RELOCATE 1 FIRE SPRINKLER PENDENT AND RELOCATE 34 FIRE SPRINKLER UPRIGHT.
PW20200714933 | 14-JUL-20 | 1254 |  | 33RD | AV |  | ISSUED | 14-JUL-20 | WESTGATE PLUMBING | WORK CATEGORY: 2PB; PLUMBING FOR 31/2 BATHROOMS 2 KITCHENS LAUNDRY GAS LINE WATER LINES & RAIN WATER. ETC
PW20200714924 | 14-JUL-20 | 495 |  | GEARY | ST |  | COMPLETE | 21-JUL-20 | R L H FIRE PROTECTION INC | WORK CATEGORY: 4PB; FIRE SPRINKLER 4 PENDENT ADDED 3 PENDENT RELOCATED 12 (E) UPRIGHT CHANGED TO QUICK RESPONSE.
PW20200714947 | 14-JUL-20 | 172 |  | AMBER | DR |  | COMPLETE | 27-JUL-20 | NATIONAL PLUMBING | WORK CATEGORY: 1P; SEWER PIPES AND HOUSE TRAP REPLACEMENT.
PP20200714147 | 14-JUL-20 | 1835 |  | 09TH | AV |  | ISSUED | 14-JUL-20 | D3 CONSTRUCTION | REMODEL KITCHEN & 2 BATTHROOMS INCLUDING 1 SHOWER PAN.
PW20200714943 | 14-JUL-20 | 1460 |  | GOLDEN GATE | AV | 0 | ISSUED | 14-JUL-20 | KWONG ASSOCIATES | WORK CATEGORY: 2PA; REMODEL KITCHEN AND BATHROOM.
PMW20200714915 | 14-JUL-20 | 625 |  | 02ND | ST |  | ISSUED | 14-JUL-20 | ACCO ENGINEERED SYSTEMS INC. | WORK CATEGORY: 5M; LIKE FOR LIKE REPLACEMENT OF 18 WATER SOURCE HEAT PUMPS. NO CHANGES TO MAIN DUCTWORK OR PIPING.
PW20200714930 | 14-JUL-20 | 848 |  | KEARNY | ST | 0 | ISSUED | 14-JUL-20 | CA UNITED MECHANICAL INC | WORK CATEGORY: 8P; WE ARE REPLACING (2) DOMESTIC LAARS BOILERS WITH (8) ON DEMAND UNITS AT 199.999 BTU¿S EACH. BOILERS WE ARE REPLACING ARE AS FOLLOWS:2- LAARS 850 000 MODEL # PW0850IN09C1ABBW#1 SERIAL # C04106410#2 SERIAL # C04106411
PW20200714946 | 14-JUL-20 | 2847 |  | FOLSOM | ST | 0 | ISSUED | 14-JUL-20 | HEGARTY PLUMBING | WORK CATEGORY: 2PB; NEW PLUMBING FOR 2 ADUS.
PP20200714156 | 14-JUL-20 | 3141 |  | GOUGH | ST |  | ISSUED | 21-JUL-20 | 7 HILLS CONSTRUCTION | REPLACE SHOWER WITH BATH
PW20200714921 | 14-JUL-20 | 1250 |  | HYDE | ST | 0 | ISSUED | 14-JUL-20 | C M CHIANG CONST INC | WORK CATEGORY: 2PA; CHANGE PLUMBING PIPES AT APARTMENT#1 & BASEMENT
PMW20200714928 | 14-JUL-20 | 610 |  | ILLINOIS | ST | 203 | COMPLETE | 21-JUL-20 | SCHMITT HEATING CO INC | WORK CATEGORY: 1M; REPLACE EXISTING HEATING SYSTEM WITH NEW DUCTLESS HEATING-COOLING SPLIT SYSTEM. PUMP CONDENSATE TO ROOF DRAIN.
PW20200714914 | 14-JUL-20 | 2800 |  | TURK | BL |  | ISSUED | 14-JUL-20 | WESTATES MECHANICAL CORP INC | WORK CATEGORY: 11P; TIED-IN UNDERGROUND WORK FROM NEW OVERHEAD SPRINKLER WORK.
PMW20200714917 | 14-JUL-20 | 2821 |  | 25TH | ST |  | ISSUED | 14-JUL-20 | A C HEATING & COOLING SERVICE INC. | WORK CATEGORY: 1M; GAS LINE CONNECTION
PW20200714926 | 14-JUL-20 | 22 |  | SHAWNEE | AV |  | ISSUED | 14-JUL-20 | NIGEL MULGREW PLUMBING INC. | WORK CATEGORY: 1P; 2X SHOWER PANS
PW20200714935 | 14-JUL-20 | 1626 |  | QUINT | ST |  | COMPLETE | 16-JUL-20 | ACE PLUMBING & ROOTER | WORK CATEGORY: 1P; SEWER REPAIR
PP20200714163 | 14-JUL-20 | 1062 |  | SANCHEZ | ST | 0 | ISSUED | 21-JUL-20 | Z CONSTRUCTION COMPANY INC | REMODEL EXISTING BATHROOM. SAME LAYOUT. ONE SHOWER PAN ONE TOILET ONE SINK. NEED 2 TIME INSPECTION: (1) ROUGH-IN AND (2) FINAL.
PP20200714148 | 14-JUL-20 | 801 |  | 38TH | AV |  | ISSUED | 14-JUL-20 | D3 CONSTRUCTION | REMODEL KITCHEN & 2 BATHROOMS INCLUDING 1 SHOWER PAN.
PP20200714154 | 14-JUL-20 | 1800 |  | BROADWAY | * |  | ISSUED | 22-JUL-20 | PRIBUSS ENGINEERING INC | AMEND PERMIT #PW20200313750. REMOVE AND REPLACE PEERLESS STEAM BOILER 210-6-W-S SN210-8451.
PW20200714913 | 14-JUL-20 | 138 |  | KENSINGTON | WY |  | ISSUED | 14-JUL-20 | AFFORDABLE WATER HEATERS AND PLUMBING IN | WORK CATEGORY: 1P; REPLACE WATER HEATER SAME LOCATION
PW20200714932 | 14-JUL-20 | 2838 |  | UNION | ST |  | COMPLETE | 28-JUL-20 | RENSTROM PLMBG & HEATING | WORK CATEGORY: 1P; GAS LINE TO FIREPLACE
PW20200714925 | 14-JUL-20 | 27 |  | LEDYARD | ST |  | ISSUED | 14-JUL-20 | L R PLUMBING | WORK CATEGORY: 1P; INSTAL GAS LINE FOR OUTDOOR GAS FIXTURES. (BBQ HEATERS FIREPIT STOVE)
PP20200714152 | 14-JUL-20 | 1800 |  | OAKDALE | AV |  | COMPLETE | 23-JUL-20 | COSCO FIRE PROTECTION INC | HANGERS TO RELOCATE AND ADD 2 FIRE SPRINKLER HEADS TO ACCOMODATE NEW WALLS IN OFFICE AREA.
PW20200714940 | 14-JUL-20 | 1995 |  | EVANS | AV |  | ISSUED | 14-JUL-20 | SOUTHLAND INDUSTRIES | WORK CATEGORY: 8P; INSTALLATION OF (3) 1 500 MBH HEATING HOT WATER BOILERS AND (2) 300 MBH DOMESTIC HOT WATER HEATERS
PP20200714158 | 14-JUL-20 | 243 |  | GRANADA | AV |  | ISSUED | 21-JUL-20 | HALPIN CONSTRUCTION LLC DBA BRITANNIA RE | GAS TEST NEEDED AFTER REPAIRS.
PW20200714916 | 14-JUL-20 | 988 |  | MARKET | ST | 1 | COMPLETE | 20-JUL-20 | AYOOB & PEERY PLUMBING | WORK CATEGORY: 4PB; 7TH FLOOR: ADD (3) RELOCATE (9) AND REMOVE (1) SPRINKLER(S) PER T.I. REF#: 2020-0312-6939. JOB#: 20-601
PP20200714149 | 14-JUL-20 | 2638 |  | 39TH | AV |  | ISSUED | 14-JUL-20 | C & K HOUSING CONST CO *CK ID* | INSTALL 2 BAT6HROOMS & KITCHEN PLUMBING
PW20200714931 | 14-JUL-20 | 961 |  | TERESITA | BL |  | COMPLETE | 15-JUL-20 | HOLLAND PLUMBING WORKS | WORK CATEGORY: 1P; REPLACEMENT OF WATER SERVICE
PW20200714938 | 14-JUL-20 | 101 |  | MONTGOMERY | ST |  | COMPLETE | 16-JUL-20 | C N S MECHANICAL INC | WORK CATEGORY: 5P; INSTALL NEW TRAP WRAP ON P-TRAP ON THE 25TH FLOOR SUITE 2500
PP20200714159 | 14-JUL-20 | 145 |  | SAN BENITO | WY |  | ISSUED | 15-JUL-20 | STEVEN HARRIS GLORIT PLUMB CON. | GAS LINE FOR 3 FIREPLACES.
PW20200714944 | 14-JUL-20 | 4345 |  | CLEMENT | ST | 0 | ISSUED | 14-JUL-20 | B H CHEN INC | WORK CATEGORY: 4PB; FIRE SPRINKLER FOR ONE FLOOR
PP20200714155 | 14-JUL-20 | 650 |  | 10TH | AV |  | ISSUED | 16-JUL-20 | CONNOR DALY CORPORATION | INSTALL OVEN VENT FIX P-TRAP TO COMPLY WITH NOV #201840391 #9 AND #10.BUILDING PERMIT # 2020-0707-9684.
PW20200714934 | 14-JUL-20 | 3627 |  | 21ST | ST |  | COMPLETE | 17-JUL-20 | ACE PLUMBING & ROOTER | WORK CATEGORY: 1P; SEWER REPAIR
PW20200714942 | 14-JUL-20 | 1200 |  | CALIFORNIA | ST | 15 | ISSUED | 14-JUL-20 | GARIBALDI PLUMBING COMPANY INC | WORK CATEGORY: 1P; INSTALL NEW PLUMBING FIXTURES IN KITCHEN.
PW20200714945 | 14-JUL-20 | 930 |  | SUTTER | ST |  | ISSUED | 14-JUL-20 | ASTORGA CONSTRUCTION INC | WORK CATEGORY: 2PA; PLUMBING TO RELOCATE TOILET AND BASIN REPLACE KITCHEN SINK
PW20200714929 | 14-JUL-20 | 2932 |  | KIRKHAM | ST |  | ISSUED | 14-JUL-20 | HYDRO FLOW SYSTEMS INC | WORK CATEGORY: 2PB; PLUMBING FOR KITCHEN 2 BATHROOMS RADIANT HEATING FOR 1500SQ FT SOLAR THERMAL PANEL RUN TO MECHANICAL ROOM FLUS FOR MECH ROOM PLUMBING TO OUTDOOR SHOWER ART HOUSE.
PW20200714923 | 14-JUL-20 | 3057 |  | MARKET | ST |  | ISSUED | 14-JUL-20 | PETER LEVI PLUMBING | WORK CATEGORY: 2PB; WE WILL SAW CUT AND JACKHAMMER TO EXPOSE REMOVE AND REPLACE ALL INSIDE DRAIN FOR ACCESS FOR MAIN RUN 3 FLOOR DRAINS PLUMB NEW FLOOR DRAINS RUN VENTING FOR NEW FLOOR DRAINS INSTALL TRAP PRIMER VALVES AND ACCESS PANELS FOR TRAP PRIMER INSTALL 1/2 INCH WATER LINES TO EACH TRAP AND RUN NEW LINE WITH CAST IRON PIPE AND FITTINGS TO THE FOUNDATION EXIT AND INSTALL 2 WAY CLEAN OUT IN TRAFFIC GRADE CHRISTIE BOX.
PW20200714918 | 14-JUL-20 | 250 |  | CLAY | ST |  | COMPLETE | 14-JUL-20 | MATRIX HG INC | WORK CATEGORY: 8P; REPLACE ONE HEATING HOT WATER BOILER DISTRIBUTION PUMPS AND MISC HYDRONIC ACCESSORIES.
PM20200714150 | 14-JUL-20 | 2638 |  | 39TH | AV |  | ISSUED | 14-JUL-20 | C & K HOUSING CONST CO *CK ID* | NEW FURNACE.
PW20200714941 | 14-JUL-20 | 4221 |  | 20TH | ST |  | ISSUED | 14-JUL-20 | O'CONNOR PLUMBING & FIRE PROTECTION | WORK CATEGORY: 4PA; PROVIDE FIRE SPRINKLER PROTECTION ON GROUND FLOOR ADU EGRESS AND CRAWL SPACE AT REAR. PROVIDE NEW UNDERGROUND FIRE SERVICE PER NFPA 24
PP20200714153 | 14-JUL-20 | 931 |  | ELIZABETH | ST |  | ISSUED | 27-JUL-20 | UNTITLED LABS INC | BATHROOM REMODEL - RIP AND REPLACE.NEW SHOWER VALVES INSTALLED IN PLACE OF OLD SHOWER VALVES. NEW SINGLE SINK VANITY IN PLACE OF SINGLE SINK VANITY. NEW BAT...
PW20200715980 | 15-JUL-20 | 799 |  | ATHENS | ST |  | ISSUED | 15-JUL-20 | LUTZ PLUMBING INC | WORK CATEGORY: 1P; WATER HEATER REPLACEMENT
PW20200715006 | 15-JUL-20 | 1035 |  | DE HARO | ST |  | COMPLETE | 20-JUL-20 | A & M PLUMBING | WORK CATEGORY: 1P; REINSTALL VENT FLUE PIPE FOR TANKLESS WATER HEATER
PW20200715981 | 15-JUL-20 | 85 |  | MORSE | ST |  | ISSUED | 15-JUL-20 | GAGNE BROS. DBA BENJAMIN FRANKLIN PLUMBI | WORK CATEGORY: 1P; REPLACING TANKLESS WATER HEATER
PM20200715166 | 15-JUL-20 | 642 |  | 10TH | AV |  | ISSUED | 21-JUL-20 | KENNY GONG CONSTRUCTION | UNIT #3: INSTALL FURNACE AND WATER HEATER
PW20200715982 | 15-JUL-20 | 55 |  | STOCKTON | ST |  | ISSUED | 15-JUL-20 | CITY MECHANICAL INC | WORK CATEGORY: 5P; PROVIDE NEW WASTE VENT HOT AND COLD WATER AND CONDENSATE DRAINAGE TO NEW FIXTURE LOCATIONS ABOVE AND BELOW FLOOR CONNECTING TO EXISTING BUILDING UTILIZES. PROVIDE NEW BACKFLOW PREVENTERS WITH TESTING AND CERTIFICATION PER DRAWINGS. HOOK UP OWNER FURNISHED KITCHEN EQUIPMENT FOR NESPRESSO STORE.
PW20200715955 | 15-JUL-20 | 250 |  | PAGE | ST |  | ISSUED | 15-JUL-20 | ROS PLUMBING | WORK CATEGORY: 2PA; INSTALL RADIANT HEAT SYSTEM FOR #3 NEW UNITS ON GROUND FLOOR .INSTALL PEX FOR NEW UNITS INSTALL ONE NEW BOILER AND 119 GALLON HOT WATER STORAGE TANK FOR HOLD BUILDING .INSTALL FLUES
PW20200715007 | 15-JUL-20 | 410 |  | GREEN | ST |  | COMPLETE | 30-JUL-20 | M C PLUMBING | WORK CATEGORY: 1P; WE REPLACE HOUSE P.TRAP AND A SECTION 4" SEWER LATERAL FROM THE BUILDING TO THE HOUSE TRAP.
PW20200715989 | 15-JUL-20 | 2445 |  | HYDE | ST |  | ISSUED | 15-JUL-20 | ACCO ENGINEERED SYSTEMS INC. | WORK CATEGORY: 1P; INSTALL 80' OF UNDERGROUND WASTE PIPING FROM STREET TO BUILDING. (4" SDR WITH CLEANOUTS AS REQUIRED).
PW20200715994 | 15-JUL-20 | 575 |  | PIERCE | ST |  | ISSUED | 15-JUL-20 | KWONG ASSOCIATES | WORK CATEGORY: 2PA; APT. 202: REMODEL KITCHEN AND BATHROOM.
PW20200715952 | 15-JUL-20 | 41 |  | MIRALOMA | DR |  | COMPLETE | 22-JUL-20 | ATLAS PLUMBING AND ROOTER | WORK CATEGORY: 1P; SEWER/HOUSETRAP REPLACEMENT
PW20200715963 | 15-JUL-20 | 819 |  | EDDY | ST |  | COMPLETE | 17-JUL-20 | SDP PLUMBING INC DBA MR. ROOTER PLUMBING | WORK CATEGORY: 1P; NEW WATER SERVICE FROM THE METER TO THE BUILDING
PMW20200715964 | 15-JUL-20 | 201 |  | HOLLY PARK | CR |  | ISSUED | 15-JUL-20 | OKELL'S FIREPLACE | WORK CATEGORY: 1M; INSTALL A DIRECT VENT GAS INSERT PER MANUAL SPECS. GAS LINE BY OTHERS.
PW20200715971 | 15-JUL-20 | 442 |  | 44TH | AV |  | COMPLETE | 20-JUL-20 | GAGNE BROS. DBA BENJAMIN FRANKLIN PLUMBI | WORK CATEGORY: 1P; REPLACING SEWER INSIDE GARAGE
PW20200715969 | 15-JUL-20 | 1400 |  | GEARY | BL |  | COMPLETE | 24-JUL-20 | HYLAND TILE & MARBLE INC | WORK CATEGORY: 1P; INSTALLING A SHOWER PAN
PW20200715975 | 15-JUL-20 | 2471 |  | 24TH | AV |  | COMPLETE | 23-JUL-20 | JOSEPH TINSLEY PLUMBING | WORK CATEGORY: 1P; SEWER AND HOUSE TRAP REPLACEMENT
PM20200715170 | 15-JUL-20 | 570 | 572 | 27TH | AV |  | ISSUED | 15-JUL-20 | SPOTLIGHT CONSTRUCTION GROUPS INC | REPLACE FURNACE FOR UNIT 570. REPLACE WALL MOUNTED DIRECT VENT HEATER FOR UNIT 572.
PW20200715991 | 15-JUL-20 | 25 |  | CAPRA | WY |  | COMPLETE | 30-JUL-20 | FAULT LINE PLUMBING INC | WORK CATEGORY: 11P; INSTALL A 2" DOUBLE-CHECK BACKFLOW PREVENTER
PW20200715970 | 15-JUL-20 | 451 |  | BUENA VISTA EAST | AV |  | COMPLETE | 17-JUL-20 | JIN'S PLUMBING INC | WORK CATEGORY: 1P; PROVIDE WATER AND GAS PIPING TO REAR YARD FOR FUTURE USE.
PMW20200715974 | 15-JUL-20 | 2667 |  | 15TH | AV |  | ISSUED | 15-JUL-20 | SCHMITT HEATING CO INC | WORK CATEGORY: 1M; INSPECTION SERVICES FOR HEATING/COOLING UNITS IN CONJUNCTION WITH BUILDING DEPARTMENT PERMIT #2018-01-09-8193.
PW20200715984 | 15-JUL-20 | 250 |  | HOWARD | ST |  | ISSUED | 15-JUL-20 | J. W. MCCLENAHAN CO. (MCCLENAHAN J W CO) | WORK CATEGORY: 5P; LEVEL 41 PLUMBING FOR MICRO KITCHEN RESTROOMS JANITOR'S CLOSET FIXTURES DCW HW HWR AND SWV PIPING.
PP20200715168 | 15-JUL-20 | 2040 |  | BEACH | ST |  | COMPLETE | 24-JUL-20 | AMPEX ENGINEERING & CO | INSTALLATION OF (3) SHOWER PANS.
PMW20200715959 | 15-JUL-20 | 234 |  | DORE | ST |  | ISSUED | 15-JUL-20 | OKELL'S FIREPLACE | WORK CATEGORY: 1M; INSTALL A DIRECT VENT GAS INSERT PER MANUAL SPECS. GAS LINE BY OTHERS.
PW20200715951 | 15-JUL-20 | 2447 |  | 17TH | AV |  | COMPLETE | 27-JUL-20 | AFFORDABLE WATER HEATERS AND PLUMBING IN | WORK CATEGORY: 1P; REPLACE WATER HEATER SAME LOCATION
PW20200715992 | 15-JUL-20 | 2218 |  | WASHINGTON | ST |  | ISSUED | 15-JUL-20 | NORTH SOUTH PLUMBING INC. | WORK CATEGORY: 1P; REPLACE EXISTING SHOWER VALVE FOR NEW.
PW20200715998 | 15-JUL-20 | 2182 |  | BRYANT | ST |  | ISSUED | 15-JUL-20 | GORMAN PIPELINE INC | WORK CATEGORY: 1P; NEW HOUSE TRAP AND SECTION OF PIPE IN THE SIDEWALK AREA
PW20200715967 | 15-JUL-20 | 128 |  | ELSIE | ST |  | ISSUED | 15-JUL-20 | PROJECT CONTRACTOR INC | WORK CATEGORY: 4PA; INSTALLATION OF FIRE SPRINKLER THROUGHOUT THE BUILDING ACCORDING TO APP#2020 0625 9153 PER NFPA 13R AND UNDERGROUND PIPING PER NFPA 24. TOTAL: 38 FIRE SPRINKLER HEADS
PMW20200715957 | 15-JUL-20 | 425 |  | 21ST | AV |  | COMPLETE | 28-JUL-20 | OKELL'S FIREPLACE | WORK CATEGORY: 1M; INSTALL A DIRECT VENT GAS FIREPLACE PER MANUAL SPECS. GAS LINE BY OTHERS.
PW20200715968 | 15-JUL-20 | 1940 |  | BROADWAY | * |  | COMPLETE | 21-JUL-20 | CHRIS' PLUMBING INC | WORK CATEGORY: 4PB; SUB BASEMENT - EXISTING SPRINKLER SYSTEM - TENANT IMPROVEMENTS REMOVED 1 & ADDED 3 SPRINKLERS
PMW20200715004 | 15-JUL-20 | 76 |  | WALLER | ST |  | ISSUED | 15-JUL-20 | LOPEZ HEATING | WORK CATEGORY: 1M; REPLACE THE OLD FURNACE AND OLD DUCTS.NEW FURNACE NEW FLUE PIPE PVC 2'' AND CONDENCER DRAIN NEW DUCTS
PW20200715953 | 15-JUL-20 | 602 |  | MISSISSIPPI | ST |  | ISSUED | 15-JUL-20 | M C M PLUMBING | WORK CATEGORY: 8P; HYDRONIC TUBING INSTALL X4 FLOORS FLU INSTALL X2 BOILER INSTALL X2
PW20200715956 | 15-JUL-20 | 181 |  | 03RD | ST | 0 | ISSUED | 15-JUL-20 | BELLANTI PLUMBING INC | WORK CATEGORY: 1P; INSTALLATION OF SHOWER PAN- ADA ROOM 403
PW20200715965 | 15-JUL-20 | 555 |  | MONTGOMERY | ST |  | ISSUED | 15-JUL-20 | AYOOB & PEERY PLUMBING | WORK CATEGORY: 4PB; 12TH FLOOR: ADD (1) AND RELOCATE (37) SPRINKLERS PER T.I. JOB#: 20-621
PW20200715948 | 15-JUL-20 | 297 |  | ADDISON | ST |  | ISSUED | 15-JUL-20 | DUGGAN PLUMBING INC | WORK CATEGORY: 1P; NEW GAS LINE AND HOOK UP FOR FIREPIT
PMW20200715978 | 15-JUL-20 | 2200 |  | PACIFIC | AV | 11 | ISSUED | 15-JUL-20 | PACIFIC RADIANT HEAT & CONSTRUCTION | WORK CATEGORY: 1M; INSTALLATION OF PANEL RADIATORS AND WALL PANELS
PW20200715979 | 15-JUL-20 | 1275 |  | FOLSOM | ST |  | ISSUED | 15-JUL-20 | W W DIAZ ENT. DBA: WHITE WATER PLUMBING | WORK CATEGORY: 5P; NEW RESTROOMS AND BREAK ROOM
PW20200715988 | 15-JUL-20 | 445 |  | BADEN | ST |  | COMPLETE | 20-JUL-20 | ACE PLUMBING & ROOTER | WORK CATEGORY: 1P; SEWER REPAIR - HOUSE TRAP REPLACEMENT
PW20200715003 | 15-JUL-20 | 1361 |  | YORK | ST |  | COMPLETE | 21-JUL-20 | JIN'S PLUMBING INC | WORK CATEGORY: 1P; SEWER AND HOUSE TRAP REPLACEMENT.
PW20200715987 | 15-JUL-20 | 3806 |  | 19TH | AV |  | COMPLETE | 27-JUL-20 | ARB INC | WORK CATEGORY: 1P; GAS HOUSELINE EXT
PMW20200715005 | 15-JUL-20 | 1478 |  | 19TH | AV |  | ISSUED | 15-JUL-20 | ZH MECHANICAL INC | WORK CATEGORY: 1M; REPLACE EXITING OLD FURNACE TO INSTALL NEW FURNACE KEEP EXITING VENT PIPE (COMPLY COMPLAINT#202038951)
PMW20200715958 | 15-JUL-20 | 318 |  | SAN JOSE | AV |  | ISSUED | 15-JUL-20 | OKELL'S FIREPLACE | WORK CATEGORY: 1M; INSTALL A DIRECT VENT GAS INSERT PER MANUAL SPECS. GAS LINE PER OTHERS.
PW20200715997 | 15-JUL-20 | 20 |  | PEREGO | TR |  | ISSUED | 15-JUL-20 | MTZ PLUMBING INC | WORK CATEGORY: 1P; REPAIR ANY AND/OR ALL PLUMBING THAT IS LEAKING. IF NEEDED REPLACE PLUMBING TO PREPARE FOR INSPECTION. INSTALL TOILET.
PW20200715954 | 15-JUL-20 | 315 |  | MONTGOMERY | ST |  | ISSUED | 15-JUL-20 | PRIBUSS ENGINEERING INC | WORK CATEGORY: 4PB; JC4967 - MODIFY SPRINKLER HEAD LOCATIONS TO ACCOMMODATE NEW CEILING AND PARTITION LAYOUT FOR NEW OFFICE SPACE ON 5TH FLOOR TOTAL SPRINKLERS THIS PROJECT = 103.
PP20200715171 | 15-JUL-20 | 5810 |  | MISSION | ST | 402 | ISSUED | 21-JUL-20 | BROTHER & BROTHER BUILDERS | UNIT 402: BATHROOM REMODEL IN KIND REPLACE TUB VANITY TOILET FAN
PW20200715996 | 15-JUL-20 | 11 |  | 17TH | AV |  | ISSUED | 15-JUL-20 | STATION 1 FIRE PROTECTION | WORK CATEGORY: 4PA; INSTALLING 25 NEW FIRE SPRINKLERS AND SYSTEM WITH NEW DEDICATED 2" FIRE SERVICE
PP20200715175 | 15-JUL-20 | 737 |  | POST | ST | 316 | ISSUED | 17-JUL-20 | G A HIGGINS INC | UNIT 316: REPLACE EXISTING COUNTERTOPS .SINK AND FAUCETS_WITH NEW O-TRAO ON THE KITCHEN AND BATHROOM ALL AT SAME LOCATION . INSTALL NEWÔ¿¿¿UOLIANCAS AT SAME LOCATION.
PMW20200715993 | 15-JUL-20 | 2359 |  | JACKSON | ST | 4 | ISSUED | 15-JUL-20 | WARM SOLUTIONS / AMERICAN CHIMENY SVCS | WORK CATEGORY: 1M; TO INSTALL A DIRECT VENT GAS FIREPLACE
PW20200715950 | 15-JUL-20 | 69 |  | PASADENA | ST |  | ISSUED | 15-JUL-20 | AFFORDABLE WATER HEATERS AND PLUMBING IN | WORK CATEGORY: 1P; REPLACE WATER HEATER SAME LOCATION
PW20200715986 | 15-JUL-20 | 3830 |  | 19TH | AV |  | COMPLETE | 27-JUL-20 | ARB INC | WORK CATEGORY: 1P; GAS HOUSE LINE
PW20200715960 | 15-JUL-20 | 2898 |  | VALLEJO | ST |  | ISSUED | 15-JUL-20 | ASHBURY GEN CONSTRUCTING & ENG | WORK CATEGORY: 4PA; REF PA# 201702239944; INSTALL FIRE SPRINKLERS THROUGH OUT BUILDING PER NFPA-13 AND UNDERGROUND PER NFPA 24
PMW20200715962 | 15-JUL-20 | 1025 |  | ANZA | ST |  | ISSUED | 15-JUL-20 | OKELL'S FIREPLACE | WORK CATEGORY: 1M; INSTALL A DIRECT VENT GAS FIREPLACE PER MANUAL SPECS. GAS LINE BY OTHERS.
PM20200715165 | 15-JUL-20 | 1351 |  | MASON | ST | 0 | ISSUED | 21-JUL-20 | KENNY GONG CONSTRUCTION | UNITS 8 & 12: INSTALL FURNACE AND WATER HEATER.
PP20200715169 | 15-JUL-20 | 570 | 572 | 27TH | AV |  | ISSUED | 15-JUL-20 | SPOTLIGHT CONSTRUCTION GROUPS INC | UNIT 570- REMODEL KITCHEN AND BATHROOM WITH SHOWER PAN AND HALF BATH. REPLACE FURNACE.UNIT 572- REMODEL KITCHEN AND BATHROOM. REPLACE WALL MOUNTED DIRECT VENT GAS HEATER.
PW20200715985 | 15-JUL-20 | 3810 |  | 19TH | AV |  | COMPLETE | 27-JUL-20 | ARB INC | WORK CATEGORY: 1P; GAS HOUSELINE EXT
PW20200715990 | 15-JUL-20 | 25 |  | CAPRA | WY |  | COMPLETE | 30-JUL-20 | FAULT LINE PLUMBING INC | WORK CATEGORY: 2PA; UPSIZE BUILDING WATER SUPPLY LINE TO 2"
PP20200715172 | 15-JUL-20 | 1050 |  | POST | ST | 0 | ISSUED | 17-JUL-20 | AXEL8 CONSTRUCTION | INSTALL W/D IN EXISTING CLOSET.
PW20200715976 | 15-JUL-20 | 650 |  | ELLIS | ST |  | COMPLETE | 22-JUL-20 | R & L PLUMBING | WORK CATEGORY: 1P; CUT IN A SMALL SECTION OF SEWER LATERAL INCLUDING A NEW HOUSETRAP AND FRESH AIR INLET STACK.
PW20200715966 | 15-JUL-20 | 275 |  | BATTERY | ST |  | COMPLETE | 21-JUL-20 | ANDERSON ROWE & BUCKLEY INC. | WORK CATEGORY: 5P; INSTALLATION OF REFRIGERANT PIPING AND CONDENSATE PIPING 1ST FLOOR. AR&B JOB NUMBER 18-178
PMW20200715999 | 15-JUL-20 | 3701 |  | BALBOA | ST |  | COMPLETE | 28-JUL-20 | M3 MECHANICAL | WORK CATEGORY: 5M; REPLACE EXISTING 15-TON PACKAGE UNIT WITH THREE (3) 5.0-TON SPLIT-SYSTEM UNITS.
PW20200715972 | 15-JUL-20 | 2800 |  | TURK | BL |  | ISSUED | 15-JUL-20 | WESTATES MECHANICAL CORP INC | WORK CATEGORY: 4PB; ABOVEGROUND FIRE SPRINKLER SYSTEM.
PW20200715983 | 15-JUL-20 | 581 |  | WALLER | ST |  | ISSUED | 15-JUL-20 | FLOW MASTERS PLUMBING INC | WORK CATEGORY: 2PB; INSTALL IN-FLOOR RADIANT HEAT THROUGHOUT HOUSE BOILER X1 FLUES X2
PW20200715001 | 15-JUL-20 | 45 |  | FREMONT | ST |  | COMPLETE | 20-JUL-20 | R L H FIRE PROTECTION INC | WORK CATEGORY: 4PB; UPGRADE OF (E) FIRE SPRINKLER SYSTEM. 42 RELOCATED PENDENT SPRINKLERS 20 ADDED PENDENT SPRINKLERS 49 DELETED PENDENT SPRINKLERS. 19 RELOCATE UPRIGHT SPRINKLERS. 84 ADDED UPRIGHT SPRINKLERS ON THE 8TH FLOOR.
PP20200715176 | 15-JUL-20 | 830 |  | EDDY | ST |  | COMPLETE | 22-JUL-20 | A & B CONSTRUCTION | INSTALL ONE 8" SD & ONE 8" SS WITH TWO TRAP OF VENTS ON THE SIDEWALK.
PP20200715174 | 15-JUL-20 | 550 |  | 07TH | ST |  | ISSUED | 21-JUL-20 | AA FIRE SYSTEMS INC. | ADD NEW FIRE SPRINKLER SYSTEM.
PW20200715973 | 15-JUL-20 | 755 |  | FILBERT | ST |  | COMPLETE | 24-JUL-20 | 24/7 ROOTER AND PLUMBING SERVICES INC | WORK CATEGORY: 1P; REPLACE SEWER HOUSE TRAP AND 10 FEET OF SEWER PIPE GOING BACK TOWARDS HOUSE FOUNDATION.
PW20200715961 | 15-JUL-20 | 988 |  | MARKET | ST | 1 | ISSUED | 15-JUL-20 | AYOOB & PEERY PLUMBING | WORK CATEGORY: 4PB; 6TH FLOOR: ADD (2) RELOCATE (5) CHANGE OUT (2) SPRINKLERS AND REMOVE (1) OUTLET PER T.I. JOB#: 20-601
PW20200715949 | 15-JUL-20 | 1 |  | CALIFORNIA | ST |  | COMPLETE | 22-JUL-20 | R L H FIRE PROTECTION INC | WORK CATEGORY: 4PB; ADD 2 UPRIGHT SPRINKLERS FOR STAIR INFILL BETWEEN 30TH & 31ST FLOOR.
PW20200715002 | 15-JUL-20 | 44 |  | ENCLINE | CT |  | ISSUED | 15-JUL-20 | BAY PLUMBING & ROOTER | WORK CATEGORY: 1P; KITCHEN REMODEL. RECONFIGURE KITCHEN-DRAIN PIPE RECONFIGURE WATER PIPES TO KIT-SINK RECONFIGURE GAS PIPE TO RANGE RECONFIGURE WATER PIPE TO REFRIGERATOR. INSTALL NEW FIXTURES & APPLIANCES
PP20200715167 | 15-JUL-20 | 625 |  | 47TH | AV |  | COMPLETE | 22-JUL-20 | AMPEX ENGINEERING & CO | INSTALLATION OF (1) SHOWER PAN.
PW20200715977 | 15-JUL-20 | 415 |  | MISSION | ST |  | ISSUED | 15-JUL-20 | R L H FIRE PROTECTION INC | WORK CATEGORY: 4PB; SCOPE OF WORK REVISED FROM 93 PENDENTS AND 3 DRY PENDENT TO 45 PENDENT SEMI RECESS 24 PENDENT ON EXPOSED PIPE AND 3 DRY PENDENT.
PW20200715995 | 15-JUL-20 | 237 |  | LEAVENWORTH | ST |  | COMPLETE | 22-JUL-20 | COOPER AND HAWKINS INCORPORATED | WORK CATEGORY: 11P; STEAM HEATING BOILER S#UNKNOWN TO BE DECOMMISSIONED AS IT HAS NOT BEEN IN USE FOR SOMETIME.BUILDING HAS PROVIDED ANOTHER SOURCE OF INDIVIDUAL HEAT FOR EACH UNIT PER OWNER REP.
PW20200716033 | 16-JUL-20 | 870 |  | TREAT | AV |  | ISSUED | 16-JUL-20 | AWESOME PLUMBING INC | WORK CATEGORY: 1P; 50 GALLON WATER HEATER REPLACEMENT
PP20200716187 | 16-JUL-20 | 488 |  | FOLSOM | ST | 3801 | COMPLETE | 27-JUL-20 | NEW BRIGHTON BUILDERS | SHOWER PAN PERMIT
PW20200716017 | 16-JUL-20 | 680 |  | MISSION | ST |  | COMPLETE | 23-JUL-20 | BAYWORKS PLUMBING | THIS PAYS FOR INSPECTIONS RELATED TO ORIGINAL PERMIT # PW20200521626 FILED 5/21/2020. DOW: WORK CATEGORY: 1P; THIS PERTMIT IS RELATION TO PERTMIT# PW202000521626 IN ORDER TO PASS FINAL INSPECTION FOR UNIT 21T 22T 39 A 20P 30P.
PW20200716025 | 16-JUL-20 | 18 |  | SHOTWELL | ST |  | ISSUED | 16-JUL-20 | SAEHAN FIRE PROTECTION INC | WORK CATEGORY: 4PA; INSTALLATION OF FIRE SPRINKLER UNDERGROUND MAIN LINE
PMW20200716016 | 16-JUL-20 | 197 |  | ANZAVISTA | AV |  | ISSUED | 16-JUL-20 | ACW MECHANICAL OF NO CA/CONTRA COSTA HEA | WORK CATEGORY: 1M; WE ARE ADDING AC TO THE EXISTING FURNACE.
PP20200716180 | 16-JUL-20 | 1565 |  | 34TH | AV |  | ISSUED | 21-JUL-20 | XIN WU GENERAL CONSTRUCTION | PLUMBING WORK TO INSTALL UPSTAIRS BATHROOM
PW20200716008 | 16-JUL-20 | 2635 |  | BRODERICK | ST |  | COMPLETE | 22-JUL-20 | GUCHO PLUMBING | WORK CATEGORY: 1P; INSTALL A NEW WATER MAIN SERVICE
PW20200716028 | 16-JUL-20 | 4323 |  | PACHECO | ST |  | COMPLETE | 29-JUL-20 | 24/7 ROOTER AND PLUMBING SERVICES INC | WORK CATEGORY: 1P; REPLACE HOUSE TRAP AND 20 FEET OF SEWER PIPE GOING BACK TOWARDS HOUSE FOUNDATION.
PW20200716036 | 16-JUL-20 | 456 |  | CLEMENTINA | ST |  | ISSUED | 16-JUL-20 | DELEON PLUMBING | WORK CATEGORY: 2PB; UPSTAIRS SINK RELOCATION LAUNDRY RELOCATION AND UTILITY SINK.
PM20200716189 | 16-JUL-20 | 736 |  | FELL | ST |  | ISSUED | 24-JUL-20 | RE-BATH BY SCHICKER | INSTALL NEW EXHAUST FAN WITH HUMIDISTAT.
PM20200716183 | 16-JUL-20 | 192 |  | LAIDLEY | ST |  | COMPLETE | 30-JUL-20 | MISTER CHIMNEY CLEANING DBA NOVA FIREPLA | SUPPLY + INSTALL DIRECT VENT GAS STOVE AT EXISTING FIREPLACE. CONNECT TO EXISTING GAS + POWER.
PP20200716188 | 16-JUL-20 | 736 |  | FELL | ST |  | ISSUED | 24-JUL-20 | RE-BATH BY SCHICKER | REMOVE TUB AND REPLACE WITH SHOWER PAN.
PW20200716010 | 16-JUL-20 | 141 |  | STANYAN | ST |  | ISSUED | 16-JUL-20 | AFFORDABLE WATER HEATERS AND PLUMBING IN | WORK CATEGORY: 1P; REPLACE WATER HEATER SAME LOCATION
PW20200716044 | 16-JUL-20 | 334 |  | 03RD | AV |  | ISSUED | 16-JUL-20 | J M PACIFIC BAY PLUMBING INC | WORK CATEGORY: 1P; REPLACING 4" SEWER LATERAL FROM DRIVEWAY TO HOUSE TRAP
PW20200716038 | 16-JUL-20 | 205 |  | 02ND | AV |  | ISSUED | 16-JUL-20 | PANHANDLE PLUMBING | WORK CATEGORY: 2PA; KITCHEN REMODEL. BATHROOM REMODEL. INSTALL SHUT OFF VALVES ON GAS HEATERS.
PP20200716191 | 16-JUL-20 | 909 | 911 | PAGE | ST |  | ISSUED | 21-JUL-20 | P-T GROUP INC | SPRINKLER SYSTEM OVERHEAD PIPING SPRINKLER HEADS AND UNDERGROUND
PW20200716035 | 16-JUL-20 | 1001 |  | SADDLEBACK | DR |  | ISSUED | 16-JUL-20 | AWESOME PLUMBING INC | WORK CATEGORY: 1P; 40 GALLON WATER HEATER REPLACEMENT
PW20200716029 | 16-JUL-20 | 1142 |  | FILBERT | ST |  | ISSUED | 16-JUL-20 | THERMODYNAMICS | WORK CATEGORY: 1P; PERMIT TO FINAL ORIGINAL APPLICATION #20180920715: WORK CATEGORY: 2PA; 2 BATHROOM REMODELS 1 LAUNDRY UNDERFLOOR RADIANT HEATING FOR 2 FLOORS INSTALL OF DOMESTIC AND RADIANT BOILER WITH STORAGE TANK
PW20200716011 | 16-JUL-20 | 1284 |  | STANYAN | ST |  | COMPLETE | 23-JUL-20 | ARS INC. DBA RESCUE ROOTER | WORK CATEGORY: 1P; REPLACE 120' 4 INCH PIPE TO SIDEWALK BUILDING SEWER TRAP.
PW20200716040 | 16-JUL-20 | 1358 |  | 12TH | AV |  | COMPLETE | 27-JUL-20 | GATEWAY PLUMBING | WORK CATEGORY: 1P; SEWER REPLACEMENT
PW20200716015 | 16-JUL-20 | 1461 |  | BROADWAY | * |  | COMPLETE | 23-JUL-20 | EARTHQUAKE ENTERPRISES INC DBA HETHERING | WORK CATEGORY: 8P; REMOVE EXISTING HOT WATER BOILER AND INSTALL NEW HOT WATER BOILER
PW20200716019 | 16-JUL-20 | 3517 |  | SACRAMENTO | ST |  | ISSUED | 16-JUL-20 | JIM PO PLUMBING | WORK CATEGORY: 1P; ADD ONE FULL BATHROOM WITH A TUB SINK AND TOILET.
PW20200716018 | 16-JUL-20 | 2200 |  | MARKET | ST |  | COMPLETE | 20-JUL-20 | CITY MECHANICAL INC | WORK CATEGORY: 8P; INSTALLATION OF (2) BOILERS BY OTHERS.
PW20200716020 | 16-JUL-20 | 4426 |  | 19TH | ST |  | ISSUED | 16-JUL-20 | ROS PLUMBING | WORK CATEGORY: 2PA; INSTALL RADIANT HEAT SYSTEMINSTALL BOILER INSTALL HOT WATER TANK INSTALL FLUE INSTALL PEXS AND MANIFOLDS
PW20200716039 | 16-JUL-20 | 1335 |  | FILBERT | ST | 104 | ISSUED | 16-JUL-20 | ADVANCED PLUMBING AND DRAIN INC | WORK CATEGORY: 1P; KITCHEN AND BATHROOM HAD THE SINKS AND COUNTERTOPS REPLACED. DISHWASHER AND GARBAGE DISPOSAL WERE ALSO REPLACED IN KITCHEN.
PM20200716190 | 16-JUL-20 | 267 |  | HOLYOKE | ST |  | ISSUED | 21-JUL-20 | YES GENERAL CONSTRUCTION BUILDER LLC | REPLACE FURNACE
PW20200716031 | 16-JUL-20 | 1881 |  | SUTTER | ST |  | ISSUED | 16-JUL-20 | LYONS BROTHERS PLUMBING | WORK CATEGORY: 8P; REMOVE AND REPLACE 2 NEW BOILERS IN THE SAME LOCATION
PP20200716182 | 16-JUL-20 | 1370 |  | VALENCIA | ST | 2 | ISSUED | 20-JUL-20 | FIERRO CONSTRUCTION INC | APT #2 : BATHROOM REMODEL: REPLACE TILES TUB VANITY SINK TOP SHOWER DIVERTER FAUCET FIXTURE AND LINES IF NEEDED AT SAME LOCATION IN KIND. BATHROOM APPROX. 11FT X5FT.
PW20200716042 | 16-JUL-20 | 2326 |  | JONES | ST |  | COMPLETE | 21-JUL-20 | A PLUMBING COMPANY | WORK CATEGORY: 2PA; INSTALL 3 EARTHQUAKE GAS SHUT OFF VALVES IN THE BUILDING
PW20200716014 | 16-JUL-20 | 738 |  | 06TH | AV | 2 | COMPLETE | 22-JUL-20 | PIPEWORKS INC | WORK CATEGORY: 1P; FINAL INSPECTION CORRECTION NOTICE.NEW PERMIT FOR EXPIRED PERMIT # PP20170727385
PMW20200716043 | 16-JUL-20 | 2153 |  | LAKE | ST |  | ISSUED | 16-JUL-20 | KEVEL HOME PERFORMANCE | WORK CATEGORY: 1M; INSTALL HIGH EFFICIENCY FORCED AIR FURNACES IN EXISTING FURNACE LOCATIONS
PW20200716012 | 16-JUL-20 | 1596 |  | HUDSON | AV |  | ISSUED | 16-JUL-20 | ARB INC | WORK CATEGORY: 1P; GAS HOUSELINE EXT
PM20200716194 | 16-JUL-20 | 785 |  | SUNNYDALE | AV |  | ISSUED | 17-JUL-20 | INNOVATIVE CONSTRUCTION IMPLEMENT | TO OBTAIN A FIELD INSPECTION FOR WORK APPROVED UNDER PA202006259131 TO VERIFY DEVICES & UNITS REMAIN. NO WORK.
PW20200716022 | 16-JUL-20 | 2675 |  | 45TH | AV |  | ISSUED | 16-JUL-20 | JOSEPH TINSLEY PLUMBING | WORK CATEGORY: 1P; SEWER AND HOUSE TRAP REPLACEMENT
PP20200716184 | 16-JUL-20 | 2200 |  | OFARRELL | ST |  | ISSUED | 17-JUL-20 | RANSOMNE COMPANY | SITEWORK STORM DRAINS MAIN BUILDING PERMIT # 201906103025
PW20200716024 | 16-JUL-20 | 2467 |  | 34TH | AV |  | COMPLETE | 22-JUL-20 | ACE PLUMBING & ROOTER | WORK CATEGORY: 1P; SEWER REPAIR
PP20200716185 | 16-JUL-20 | 45 |  | CASTENADA | AV |  | ISSUED | 16-JUL-20 |  | CONVERTING PANTRY TO NEW BATHROOM (TOILET SINK AND SHOWER) REMODELING EXISTING BATHROOM INCLUDING RELOCATING TOILET.
PMW20200716034 | 16-JUL-20 | 3475 |  | JACKSON | ST |  | COMPLETE | 23-JUL-20 | SKAATES CANEPA INC | WORK CATEGORY: 1M; NEW RADIANT HEATING THROUGHOUT THREE STORIES INCLUDING NEW BOILER WITH INDIRECT WATER HEATER
PP20200716181 | 16-JUL-20 | 3436 |  | CLAY | ST | 1 | ISSUED | 17-JUL-20 | MACROBUILD CORPORATION | AMEND PP20200205402 TO REFLECT DESCIPTION OF WORK TO ADD: INSTALL NEW WASHER/DRYER (DIRECT VENT) INCLUDING GAS/WATER/WASTE.
PW20200716045 | 16-JUL-20 | 2362 |  | 42ND | AV |  | ISSUED | 16-JUL-20 | PROJECT CONTRACTOR INC | WORK CATEGORY: 4PA; INSTALLATION OF FIRE SPRINKLER @ GROUND FLOOR OF THE BUILDING ACCORDING TO APP#2020 0625 9149 PER NFPA 13 & UNDERGROUND PIPING PER NFPA 24(TRENCH BACKFILL & SIDEWALK REPAIR BY SEPARATE PERMIT) TOTAL FIRE SPRINKLER HEADS: 18
PP20200716192 | 16-JUL-20 | 274 |  | SAN MARCOS | AV |  | COMPLETE | 28-JUL-20 | PODESTA CONSTRUCTION INC | TO RENEW EXPIRED PERMIT #PP20190103909 - PLUMBING FOR REMODEL OF (2) BATHROOMS. INSTALL (1) SHOWER PAN)
PMW20200716032 | 16-JUL-20 | 1117 |  | COLE | ST |  | ISSUED | 16-JUL-20 | OKELL'S FIREPLACE | WORK CATEGORY: 1M; INSTALL A DIRECT VENT GAS FIREPLACE PER MANUAL SPECS. GAS LINE BY OTHERS.
PMW20200716026 | 16-JUL-20 | 1378 |  | BACON | ST | 2 | ISSUED | 16-JUL-20 | BLAZE FIREPLACES OF NO CAL | WORK CATEGORY: 1M; INSTALLING ONE FIREPLACE
PW20200716023 | 16-JUL-20 | 1453 |  | SOUTH VAN NESS | AV | 0 | COMPLETE | 30-JUL-20 | PLUMBING TECH REPIPE SPECIALISTS INC | WORK CATEGORY: 11P; SEWERLINEINSTALL 2 WAY CLEAN OUT IN FRONT OF BUILDINGINSTALL 1 CITY CLEAN OUT TO SIDEWALK APPOX. 20 FEET
PW20200716021 | 16-JUL-20 | 680 |  | MISSION | ST |  | ISSUED | 16-JUL-20 | BAYWORKS PLUMBING | WORK CATEGORY: 1P; RUN NEW WATER LINE FOR ICE MAKER INSTALL NEW KITCHEN FAUCET AND GARBAGE DISPOSAL AT SAME LOCATION . FOR UNITS : 41B 16S 09H 10J 20 T 22 S 27R 39H 20S 09E.
PW20200716030 | 16-JUL-20 | 1187 |  | FRANKLIN | ST |  | ISSUED | 16-JUL-20 | PIPEWORKS INC | WORK CATEGORY: 5P; CREATE 2 NEW BATHROOMS REMODEL 2 EXISTING BATHROOMS
PMW20200716013 | 16-JUL-20 | 354 |  | PARIS | ST |  | COMPLETE | 27-JUL-20 | EAGLE HEATING ** CHECK I. D. ** | WORK CATEGORY: 1M; TO UPGRADE A FORCED AIR GAS FURNACE 60 000 BTUS INPUT 95% EFFICIENCY AND AIR DUCTS AT BASEMENT
PP20200716179 | 16-JUL-20 | 475 |  | SANSOME | ST |  | COMPLETE | 21-JUL-20 | RED HAWK FIRE & SECURITY CA LLC | ADD (55) FIRE SPRINKLER PENDENT ADD (9) FIRE SPRINKLER UPRIGHT RELOCATE (1) FIRE SPRINKLER PENDENT & RELOCATE (34) FIRE SPRINKLER UPRIGHT
PMW20200716041 | 16-JUL-20 | 1331 |  | 12TH | AV |  | ISSUED | 16-JUL-20 | BEAR MECHANICAL INC. | WORK CATEGORY: 2M ; REPLACING TWO GAS FURNACES WITH HIGH EFFICIENCY FURNACES FOR TWO APARTMENTS.
PP20200716193 | 16-JUL-20 | 785 |  | SUNNYDALE | AV |  | ISSUED | 17-JUL-20 | INNOVATIVE CONSTRUCTION IMPLEMENT | PROPOSED ADA ACCESSIBLE TOILET COMPONENT6S WITH NEW SINK URINALS AND WATER CLOSETS WITHIN (E) BOYS & GIRLS RESTROOMS.
PW20200716009 | 16-JUL-20 | 2055 |  | SACRAMENTO | ST |  | ISSUED | 16-JUL-20 | PERFORMANCE PLUMBING | WORK CATEGORY: 2PA; REPLACE 3 COMMERCIAL WATER HEATERS
PM20200716186 | 16-JUL-20 | 3532 |  | DIVISADERO | ST |  | ISSUED | 17-JUL-20 | MISTER CHIMNEY CLEANING DBA NOVA FIREPLA | INSTALL DIRECT VENT GAS FIREPLACE INSERT AT EXISTING FIREPLACE. CONNECT TO GAS & ELECTRICAL BY OTHER.
PW20200716027 | 16-JUL-20 | 695 |  | NOE | ST |  | ISSUED | 16-JUL-20 | ALL STAR FIRE PROTECTION LLC | WORK CATEGORY: 4PA; INSTALL NEW FIRE SPRINKLERS THROUGHOUT GROUND FLOOR CONVERSION UNIT AND GARAGE INCLUDING A 2" DEDICATED FIRE SERVICE
PW20200716037 | 16-JUL-20 | 2695 |  | GREENWICH | ST |  | COMPLETE | 21-JUL-20 | GORMAN PIPELINE INC | WORK CATEGORY: 1P; SEWER REPAIR NEW HOUSE TRAP AND SECTION OF PIPE
PW20200717057 | 17-JUL-20 | 26 |  | DUBLIN | ST |  | COMPLETE | 22-JUL-20 | JOSEPH TINSLEY PLUMBING | WORK CATEGORY: 1P; WATER MAIN REPLACEMENT.
PMW20200717061 | 17-JUL-20 | 3132 |  | ULLOA | ST |  | ISSUED | 17-JUL-20 | K Y J CONSTRUCTION COMPANY | WORK CATEGORY: 2M ; REAR YARD ADDITION REPLACE HEATER
PW20200717068 | 17-JUL-20 | 486 |  | DUNCAN | ST |  | ISSUED | 17-JUL-20 | WARRIORS PLUMBING | WORK CATEGORY: 1P; INSTALL 15 FEET OF SEWER PIPE FROM HOUSE OUTLET TO SIDEWALK
PP20200717196 | 17-JUL-20 | 3191 |  | WASHINGTON | ST | 6 | ISSUED | 21-JUL-20 | GREEN CALIFORNIA BUILDERS INC | KITCHEN AND 2 BATHROOM REMODELING (LIKE TO LIKE NO PLUMBING RELOCATION). KITCHEN - REPLACE SINK AND DISHWASHER BATHROOM 1 - REPLACE TOILET SINK SHOWER. BATH 2- REPLACE SINK TOILET TUB.
PMW20200717046 | 17-JUL-20 | 1163 |  | SOUTH VAN NESS | AV |  | ISSUED | 17-JUL-20 | GB HEATING & COOLING INC | WORK CATEGORY: 2M ; INSTALL TANK LESS WATER HEATER FOR SECOND AND THIRD FLOOR APARTMENTS. INSTALL PVC FLUE PIPE FOR THOSE WATER HEATERS. INSTALL RADIANT FLOOR HEATING SYSTEM FOR BOTH UNITS. CONNECT HEATING SYSTEM TO THE WATER HEATERS. GAS LINE AND DHW CONNECTION NOT INCLUDES.
PP20200717201 | 17-JUL-20 | 1637 |  | WASHINGTON | ST |  | ISSUED | 20-JUL-20 | SF TWIN BOYS CORP. DBA MASTER BUILDERS | REMODEL 3 BATHROOMS IN 1637; EACH 1 TOILET 1 SINK 1 SHOWER.
PW20200717067 | 17-JUL-20 | 993 |  | SOUTH VAN NESS | AV | 0 | COMPLETE | 22-JUL-20 | FIVE STAR PLUMBING & ROOTER | WORK CATEGORY: 1P; SEWER LATERAL REPLACEMENT
PW20200717065 | 17-JUL-20 | 3400 |  | LAGUNA | ST | 0 | ISSUED | 17-JUL-20 | TNT PLUMBING CO | WORK CATEGORY: 2PA; UNIT 307 DEMO SHOWER TO CREATE 1/2 BATH. INSTALL 1 NEW TOILET AND 1 SINK WITH FAUCET IN EXISTING LOCATIONS
PW20200717048 | 17-JUL-20 | 364 |  | 28TH | ST |  | COMPLETE | 22-JUL-20 | SMELLY MEL'S PLUMBING INC | WORK CATEGORY: 1P; SEWER REPAIR
PW20200717069 | 17-JUL-20 | 535 |  | 24TH | AV |  | ISSUED | 17-JUL-20 | AWESOME PLUMBING INC | WORK CATEGORY: 2PA; 2 UNIT 40 GALLON WATER HEATER REPLACEMENT
PM20200717209 | 17-JUL-20 | 1575 |  | 22ND | AV |  | ISSUED | 21-JUL-20 | KANLER | INSTALL AN HEAT-PUMP TO PROVIDE HEATING AND COOLING.BUILDING PERMIT PA # 201905100358
PW20200717066 | 17-JUL-20 | 3400 |  | LAGUNA | ST | 0 | ISSUED | 17-JUL-20 | TNT PLUMBING CO | WORK CATEGORY: 2PA; UNIT 205 REPLACE 1 NEW KITCHEN SINK WITH FAUCET IN NEW LOCATION 1 TOILET' AND 1 LAV' WITH FAUCET IN EXISTING LOCATIONS REPLACE SHOWER VALVE DRAIN AND TRIM IN MODIFIED LOCATION
PW20200717054 | 17-JUL-20 | 1329 |  | BAY | ST | 0 | ISSUED | 17-JUL-20 | URGENT ROOTER AND PLUMBING | WORK CATEGORY: 1P; REPLACE TWO TOILETS IN TO TWO DIFFERENT BATHROOMS
PP20200717207 | 17-JUL-20 | 2 |  | NORTON | ST |  | ISSUED | 22-JUL-20 | SURE INC. | BATHROOM REMODEL
PP20200717198 | 17-JUL-20 | 433 |  | DIAMOND | ST |  | ISSUED | 21-JUL-20 | GREEN CALIFORNIA BUILDERS INC | KITCHEN REMODELING RELOCATE SINK AND DISHWASHER.
PP20200717202 | 17-JUL-20 | 1329 |  | 15TH | AV |  | ISSUED | 27-JUL-20 | HO BOK CONSTRUCTION | REMODEL EXISTING KITCHEN
PW20200717053 | 17-JUL-20 | 1391 |  | SHAFTER | AV |  | ISSUED | 17-JUL-20 | C I W AND SONS PLUMBING | WORK CATEGORY: 2PB; ROUGH BATHROOM AND KITCHEN UNITS ON 1ST FLOOR
PP20200717203 | 17-JUL-20 | 737 |  | POST | ST |  | ISSUED | 20-JUL-20 | G A HIGGINS INC | UNIT# 412: REPLACE EXISTING COUNTERTOPS SINK AND FAUCETS WITH NEW P-TRAP ON KITCHEN AND BATHROOM ALL AT SAME LOCATION. INSTALL NEW APPLIANCES AT SAME LOCATION.
PP20200717205 | 17-JUL-20 | 27 |  | BRAZIL | AV |  | ISSUED | 17-JUL-20 | SHEK'S CONSTRUCTION CO | REAR UNIT RENOVATION: NEW KITCHEN AND NEW BATHROOM. INSTALL NEW TANKLESS WATER HEATER.
PW20200717047 | 17-JUL-20 | 9 |  | 05TH | AV |  | ISSUED | 17-JUL-20 | AFFORDABLE WATER HEATERS AND PLUMBING IN | WORK CATEGORY: 1P; REPLACE WATER HEATER SAME LOCATION
PMW20200717064 | 17-JUL-20 | 348 |  | HAZELWOOD | AV |  | COMPLETE | 23-JUL-20 | SAN FRANCISCO HEATING AND COOLING | WORK CATEGORY: 1M; NEW CARRIER 95% AFUE 60K BTU FURNACE (CHANGE OUT) AND NEW DUCTWORK (CHANGE OUT)
PW20200717052 | 17-JUL-20 | 215 |  | BRIGHTON | AV |  | COMPLETE | 22-JUL-20 | EARTHQUAKE ENTERPRISES INC DBA HETHERING | WORK CATEGORY: 2PA; INSTALL 40 GALLON WATER HEATER PER COMPLAINT# 202015841
PW20200717056 | 17-JUL-20 | 3065 |  | JACKSON | ST |  | ISSUED | 17-JUL-20 | BAY CITY MECHANICAL INC | WORK CATEGORY: 11P; INSTALLATION OF ONE (1) NEW FLOOR DRAIN AND ONE (1) HAND SINK IN A SCHOOL CAFETERIA. THIS INCLUDES SOME UNDERGROUND PLUMBING SCOPE OF WORK.
PW20200717063 | 17-JUL-20 | 2267 |  | 42ND | AV |  | ISSUED | 17-JUL-20 | LEI'S CONSTRUCTION CO | WORK CATEGORY: 2PB; ADD ONE FULL BATHROOM AND A LAUNDRY ROOM ON THE GROUND FLOOR. ADD A NEW FULL BATHROOM REMODEL ONE FULL BATHROOM AND REMODEL THE KITCHEN ON THE 2ND FLOOR.
PP20200717199 | 17-JUL-20 | 3555 |  | 23RD | ST | 0 | ISSUED | 21-JUL-20 | STRUCTORIS INC. | IN CONJUNCTION WITH BUILDING PERMIT # 202006198939 AND EID EXISTING BATHROOM REMODEL. REPLACE SHOWER/MIXING VALVE PRESSURE BALANCE AND CONTROL VALVES. REPLACE PAN WITH PREMADE FIBERGLASS PAN. REPLACE SINK/FAUCET AND P-TRAP AND BRAIDED WATER SUPPLY LINES.
PP20200717200 | 17-JUL-20 | 148 |  | DEL VALE | AV |  | ISSUED | 21-JUL-20 | WARD-TEK INC. | 1-ADD TO BUILDING PERMIT # 2020-0226-54452-REPLACE SHOWER VALVE PAN AND DRAIN.3-INSTALL TOILET AND FAUCET.
PW20200717055 | 17-JUL-20 | 3550 |  | 22ND | ST |  | ISSUED | 17-JUL-20 | CONTROL FIRE INC. | WORK CATEGORY: 4PA; INSTALLING A FIRE SPRINKLER SYSTEM
PP20200717197 | 17-JUL-20 | 757 |  | ULLOA | ST |  | ISSUED | 21-JUL-20 | BLACK OAK CONSTRUCTION | REMODEL KITCHEN & BATHROOM. NEW PLUMBING FIXTURES.
PMW20200717059 | 17-JUL-20 | 1810 |  | GREENWICH | ST |  | COMPLETE | 22-JUL-20 | SCHMITT HEATING CO INC | WORK CATEGORY: 1M; INSTALL NEW CONDENSATE DRAIN LINE TO ROOF DRAIN.
PM20200717195 | 17-JUL-20 | 4266 |  | 24TH | ST |  | FILED | 17-JUL-20 | ACOSTA HEATING | REPLACE FURNACE IN SAME PLACE
PW20200717060 | 17-JUL-20 | 3132 |  | ULLOA | ST |  | ISSUED | 17-JUL-20 | K Y J CONSTRUCTION COMPANY | WORK CATEGORY: 2PB; REAR ADDITION 2 BATHS
PP20200717204 | 17-JUL-20 | 500 |  | FOLSOM | ST |  | ISSUED | 28-JUL-20 | CAREFREE TOLAND POOLS INC. | RENEWAL FOR PLUMBING PERMIT PP20190621943 FOR FINAL INSPECTION.
PP20200717208 | 17-JUL-20 | 850 |  | CAPP | ST |  | ISSUED | 23-JUL-20 | MATTHEW P LEFFERS | CHANGING KITCHEN AND BATHROOM APPLIANCES.
PW20200717050 | 17-JUL-20 | 188 |  | SOUTH PARK | * | 7 | ISSUED | 17-JUL-20 | R H HYDRONICS | WORK CATEGORY: 8P; REPLACING BOILER WITH TRIANGLE TUBE CHALLENGER
PW20200717062 | 17-JUL-20 | 1466 |  | 24TH | AV |  | ISSUED | 17-JUL-20 | LEI'S CONSTRUCTION CO | WORK CATEGORY: 2PB; ADD A NEW FULL BATHROOM ON THE 2ND FLOOR.
PP20200717206 | 17-JUL-20 | 1729 |  | BALBOA | ST |  | ISSUED | 17-JUL-20 | THE GREAT OCEAN GENERAL CONTRACTOR | KITCHEN & BATHROOM REMODEL INSTALL TOILETS SHOWER PAN & BATHTUB NEW COPPER PIPES NEW VANITY & NEW APPLIANCES.
PW20200717058 | 17-JUL-20 | 418 |  | 34TH | AV |  | COMPLETE | 23-JUL-20 | JOSEPH TINSLEY PLUMBING | WORK CATEGORY: 1P; SEWER REPLACEMENT
PW20200717051 | 17-JUL-20 | 581 |  | WALLER | ST |  | ISSUED | 17-JUL-20 | FREDIANI CUSTOM TILE INC | WORK CATEGORY: 1P; WE ARE INSTALLING 2 SHOWER PANS ONE IS IN A STEAM SHOWER ON THE FOURTH FLOOR ONE IS ON THE THIRD FLOOR.WE WOULD LIKE TO HAVE A SURVEY OF THE PANS PRIOR TO INSTALLING THEM TO INSURE IT IS DONE PROPERLY ONE O THEM IS A STEP DOWN.THANK YOU.
PW20200717049 | 17-JUL-20 | 126 |  | 06TH | AV |  | ISSUED | 17-JUL-20 | GAGNE BROS. DBA BENJAMIN FRANKLIN PLUMBI | WORK CATEGORY: 1P; REPLACING 50 GALLON GAS WATER HEATER.
PP20200718210 | 18-JUL-20 | 170 |  | KING | ST | 1031 | ISSUED | 21-JUL-20 | GILMAN SCREENS AND KITCHENS | BATHROOM REMODEL SHOWER PAN & NEW VANITY - NO FLOORPLAN CHANGE - NO ELECTRICAL WORK.
PP20200718213 | 18-JUL-20 | 1262 |  | JACKSON | ST |  | ISSUED | 22-JUL-20 | BAY METRO CORPORATION | REMODEL KITCHEN & 1-1/2 BATHROOMS.
PP20200718214 | 18-JUL-20 | 2333 |  | MARKET | ST |  | ISSUED | 27-JUL-20 | ALLIED TEAMWORK CONSTRUCTION CO | REMODEL KITCHEN & TWO BATHROOMS. INSTALL WASHER DRYER.
PP20200718215 | 18-JUL-20 | 582 |  | CORBETT | AV |  | ISSUED | 24-JUL-20 | H & BO CONSTRUCTION INC. | REMODEL 2 EXISTING BATHROOMS IN UNIT 582 2ND FLOOR. REFER TO 202002134452.
PP20200718212 | 18-JUL-20 | 324 |  | LAIDLEY | ST |  | ISSUED | 21-JUL-20 | ELLIOTT BUILD REMODEL LLC | REMODEL KITCHEN & MASTER BATHROOM ON 2/F. REMOVE FIREPLACE.
PW20200718070 | 18-JUL-20 | 2708 |  | 35TH | AV |  | COMPLETE | 27-JUL-20 | O'CONNOR PLUMBING & FIRE PROTECTION | WORK CATEGORY: 1P; TO OBTAIN FINAL INSPECTION FOR EXPIRED PERMIT #PW20190711366
PP20200718211 | 18-JUL-20 | 46 |  | HANCOCK | ST |  | ISSUED | 21-JUL-20 | ELLIOTT BUILD REMODEL LLC | INTERIOR RENOVATION OF (E) KITCHEN & BATHROOM.
PP20200718216 | 18-JUL-20 | 125 |  | CLAYTON | ST |  | ISSUED | 24-JUL-20 | MAVEN MAINTENANCE INC | UNIT #1: INSTALL NEW SHOWER MIXER AND TOILET IN KIND. RELOCATE GAS LINE. REMODEL KITCHEN & BATHROOM.
PW20200719073 | 19-JUL-20 | 333 |  | WAWONA | ST |  | COMPLETE | 27-JUL-20 | GARCIA PLUMBING AND MECHANICAL CO INC | WORK CATEGORY: 1P; NEW GAS SUPPLY TO FUTURE OUTLET.
PW20200719072 | 19-JUL-20 | 1570 |  | 20TH | AV | 0 | ISSUED | 19-JUL-20 | BROTHER COMPANY *** CHECK I.D. *** | WORK CATEGORY: 1P; REMODEL ONE KITCHEN AND TWO BATHROOM. INSTALL NEW GAS FOR STOVE.
PW20200719075 | 19-JUL-20 | 234 |  | DORE | ST |  | COMPLETE | 30-JUL-20 | GARCIA PLUMBING AND MECHANICAL CO INC | WORK CATEGORY: 1P; NEW GAS SUPPLY TO FUTURE OUTLET
PW20200719071 | 19-JUL-20 | 64 |  | MANGELS | AV |  | COMPLETE | 21-JUL-20 | ACE PLUMBING & ROOTER | WORK CATEGORY: 1P; SEWER REPAIR
PW20200719074 | 19-JUL-20 | 234 |  | SUSSEX | ST |  | ISSUED | 19-JUL-20 | BEN JACOBS PLUMBING INC | WORK CATEGORY: 1P; REPLACEMENT ON SEWER LINE FROM THE BUILDING LINE TO THE CURB INCLUDING HOUSE TRAP
PW20200720103 | 20-JUL-20 | 2040 |  | LAGUNA | ST | 302 | ISSUED | 20-JUL-20 | STEPHEN FITZSIMON | WORK CATEGORY: 2PA; BATHROOM REMODEL REPLACE EXISTING TUB TOILET AND LAVATORY SINK. ADD A WASHING MACHINE HOOK-UP. REPLACE EXISTING KITCHEN SINK FAUCET DISHWASHER ETC.
PMW20200720096 | 20-JUL-20 | 145 |  | SAN BENITO | WY |  | ISSUED | 20-JUL-20 | OKELL'S FIREPLACE | WORK CATEGORY: 1M; INSTALL 3 DIRECT VENT GAS INSERTS PER MANUAL SPECS. GAS LINES BY OTHERS.
PMW20200720117 | 20-JUL-20 | 325 |  | 29TH | AV |  | ISSUED | 20-JUL-20 | ZH MECHANICAL INC | WORK CATEGORY: 1M; INSTALL HYDRONIC HEAT AND TWO NEW SPLIT AC INSTALL VENT PIPE
PW20200720095 | 20-JUL-20 | 1417 |  | CLEMENT | ST |  | ISSUED | 20-JUL-20 | ACE PLUMBING & ROOTER | WORK CATEGORY: 1P; SEWER REPAIR
PM20200720220 | 20-JUL-20 | 850 |  | GREENWICH | ST |  | ISSUED | 21-JUL-20 | JEREMY EVERETT | INSTALL 2 NEW FURNACES.
PMW20200720092 | 20-JUL-20 | 333 |  | WAWONA | ST |  | ISSUED | 20-JUL-20 | OKELL'S FIREPLACE | WORK CATEGORY: 1M; INSTALL A DIRECT VENT GAS INSERT PER MANUAL SPECS. GAS LINE BY OTHERS.
PP20200720217 | 20-JUL-20 | 88 |  | RAYMOND | AV |  | ISSUED | 20-JUL-20 | SINCERE CONSTRUCTION COMPANY INC | REMODEL (E) KITCHEN & BATHROOM. NEW FIXTURES.
PW20200720076 | 20-JUL-20 | 300 |  | MISSION | ST |  | COMPLETE | 23-JUL-20 | DE ANZA TILE CO INC | WORK CATEGORY: 2PA; SHOWER PAN
PMW20200720091 | 20-JUL-20 | 1327 |  | BAKER | ST |  | COMPLETE | 27-JUL-20 | GOTELLI BOILER | WORK CATEGORY: 2M ; INSTALLATION OF COMBI BOILER AND IN FLOOR RADIANT TUBING ON THE FIRST FLOOR ONLY. ONE BOILER AND 3 ZONES.
PW20200720080 | 20-JUL-20 | 413 |  | LYON | ST |  | ISSUED | 20-JUL-20 | ROS PLUMBING | WORK CATEGORY: 2PA; INSTALL TWO HEATING SYSTEM INSTALL TWO BOILERS TWO SMART TANKS FOR HOT WATER INSTALL FLUES TWO ROOF INSTALL PEX & MANIFOLDS
PW20200720084 | 20-JUL-20 | 188 |  | MINNA | ST | 38 | COMPLETE | 31-JUL-20 | FOX MERCHANDISING INTERNATIONAL INC DBA | WORK CATEGORY: 1P; (1) SHOWER PAN INSPECTION
PMW20200720110 | 20-JUL-20 | 234 |  | LISBON | ST |  | ISSUED | 20-JUL-20 | SHANE O'MALLEY DBA GREENFLOW HVAC | WORK CATEGORY: 1M; INSTALL ONE (1) WALL MOUNT MITSUBISHI MINI SPLIT HEAT PUMP SYSTEM FOR ADU
PW20200720079 | 20-JUL-20 | 235 |  | VIENNA | ST |  | ISSUED | 20-JUL-20 | AFFORDABLE WATER HEATERS AND PLUMBING IN | WORK CATEGORY: 1P; REPLACE WATER HEATER SAME LOCATION
PW20200720083 | 20-JUL-20 | 414 |  | COLLINGWOOD | ST |  | ISSUED | 20-JUL-20 | LUPIAN PLUMBING | WORK CATEGORY: 2PA; REPLACE A TUB TOILET FLANGE AND ARM OFFSET SINK AND INSTALL NEW TUB TOILET AND SINK. RE-DO WATERS AND INSTALL SHOWER VALVE.
PW20200720078 | 20-JUL-20 | 1971 |  | 09TH | AV |  | ISSUED | 20-JUL-20 | AFFORDABLE WATER HEATERS AND PLUMBING IN | WORK CATEGORY: 1P; REPLACE WATER HEATER SAME LOCATION
PW20200720082 | 20-JUL-20 | 926 |  | GROVE | ST | 6 | COMPLETE | 23-JUL-20 | FLOW MASTERS PLUMBING INC | WORK CATEGORY: 2PA; RELOCATE 1 SPRINKLER HEAD IN RESTROOOM TO ACCO0MODATE SKYLIGHT. NO OTHER WORK TO SYSTEM.
PMW20200720101 | 20-JUL-20 | 1597 |  | DOLORES | ST |  | ISSUED | 20-JUL-20 | BLAZE FIREPLACES OF NO CAL | WORK CATEGORY: 1M; INSTALLING ONE FIREPLACE
PMW20200720112 | 20-JUL-20 | 1805 |  | BUCHANAN | ST |  | ISSUED | 20-JUL-20 | SHANE O'MALLEY DBA GREENFLOW HVAC | WORK CATEGORY: 2M ; INSTALL SIX (6) MITSUBISHI HEAT PUMP SYSTEMS WITH TWELVE (12) DUCTED AIR HANDLERS AND INSTALL NEW DUCTING
PP20200720219 | 20-JUL-20 | 850 |  | GREENWICH | ST |  | ISSUED | 21-JUL-20 | JEREMY EVERETT | ROUGH PLUMBING FOR 2 FULL BATHROOMS 2 KITCHENS 1 LAUNDRY 1 TANKLESS WATER HEATER.
PW20200720089 | 20-JUL-20 | 62 |  | PEARL | ST | 0 | COMPLETE | 22-JUL-20 | STONECRAFT TILE COMPANY | WORK CATEGORY: 1P; ONE SHOWER PAN AT LEVEL 2
PW20200720086 | 20-JUL-20 | 188 |  | HOOPER | ST |  | COMPLETE | 31-JUL-20 | EGAN PLUMBING INC. | WORK CATEGORY: 2PA; COMPLETE PLUMBING INSTALLATION FOR PERMIT FINAL
PW20200720099 | 20-JUL-20 | 180 |  | TOWNSEND | ST |  | ISSUED | 20-JUL-20 | THERMA LLC | WORK CATEGORY: 5P; DX REFRIGERANT PIPING OF (4) FOUR NEW VRF FAN COIL UNITS
PW20200720094 | 20-JUL-20 | 57 |  | NORDHOFF | ST |  | COMPLETE | 24-JUL-20 | TWO GUYS PLUMBING INC DBA CABRILLO PLUM | WORK CATEGORY: 1P; INSTALLING NEW GALVANIZED GAS LINE FROM THE METER TO THE HOUSE.
PW20200720102 | 20-JUL-20 | 63 |  | STONEYFORD | AV |  | ISSUED | 20-JUL-20 | EVERLAST PLUMBING | WORK CATEGORY: 1P; LAUNDRY DRAIN
PMW20200720106 | 20-JUL-20 | 3838 |  | GEARY | BL |  | ISSUED | 20-JUL-20 | BING'S HEATING & COOLING CO | WORK CATEGORY: 2M ; INSTALL ONE FURNACE. UNIT 8
PW20200720115 | 20-JUL-20 | 174 |  | MARGARET | AV |  | ISSUED | 20-JUL-20 | INFINITY PLUMBING & ROOTER | WORK CATEGORY: 1P; SEWER DRAIN FOR RV 3INCH CAST-IRON PIPE 202042841
PMW20200720108 | 20-JUL-20 | 4135 |  | 21ST | ST |  | ISSUED | 20-JUL-20 | SHANE O'MALLEY DBA GREENFLOW HVAC | WORK CATEGORY: 1M; INSTALL ONE (1) NEW HIGH-EFFICIENCY FURNACE AND DUCTING
PW20200720097 | 20-JUL-20 | 880 |  | EL CAMINO DEL MAR | * |  | ISSUED | 20-JUL-20 | MADDEN PLUMBING LLC | WORK CATEGORY: 2PA; INSTALLATION OF RADIANT HEAT PIPING IN APPROX 500 SQ FT INSTALLATION IN GYPCRETE
PW20200720088 | 20-JUL-20 | 335 |  | MARINA | BL |  | COMPLETE | 23-JUL-20 | WEST CORK PLUMBING | WORK CATEGORY: 1P; INSTALL 3 SHOWER PANS
PW20200720077 | 20-JUL-20 | 2222 |  | LEAVENWORTH | ST |  | ISSUED | 20-JUL-20 | NEIGHBORHOOD PLUMBING | WORK CATEGORY: 2PA; KITCHEN BATHROOM AND LAUNDRY REMODEL UNIT 201
PW20200720107 | 20-JUL-20 | 477 |  | BELVEDERE | ST |  | ISSUED | 20-JUL-20 | HONG WEI CONSTRUCTION INC | WORK CATEGORY: 4PA; INSTALL FIRE SPRINKLER SYSTEM AND UNDERGROUND 2" PIPE
PW20200720109 | 20-JUL-20 | 148 |  | COOK | ST | 2 | ISSUED | 20-JUL-20 | B D UNIQUE CONSTRUCTION CO | WORK CATEGORY: 1P; KITCHEN & BATHROOM REMODEL IN KIND. BATHTUB COVERT TO SHOWER.
PW20200720087 | 20-JUL-20 | 2814 |  | LYON | ST |  | ISSUED | 20-JUL-20 | TRADISTONE | WORK CATEGORY: 11P; INSTALL A DIRECT VENT GAS FIREPLACE (VALOR L1 BTUS = 30 000) ADDING 25 FT GAS LINE IN 1/2" DIAMETER FROM EXISTING INSTANT WATER HEATER. FRAMING FOR AND INSTALLING D/V FIREPLACE.
PW20200720116 | 20-JUL-20 | 257 |  | WAWONA | ST |  | ISSUED | 20-JUL-20 | AQUA FRESH PLUMBING | WORK CATEGORY: 2PB; INSTALLATION OF TWO LEVEL FRENCH DRAIN PIPS BOTH ARE PERFORATED FRENCH DRAINS. CONNECT THE NEW DRAIN PIPS TO EXISTING SUMP PUMP.
PP20200720218 | 20-JUL-20 | 1263 |  | GREEN | ST |  | ISSUED | 20-JUL-20 | OLMEC BUILDERS INC | ADD 1 BATRHOOM. REMODEL ANOTHER ONE. REMODEL KITCHEN. MOVE DW PLUMBING HOT/CODE WATER PIPES TO NEW LOCATIONS IN KITCHEN AND 2 BATHROOMS. 2 NEW SHOWER PANS. INSTALL PLUMBING FIXTURES SINK DISHWASHER G/D AND 2 VANITIES. MOVE LAUNDRY HOOKUPS.
PW20200720090 | 20-JUL-20 | 5 |  | EMBARCADERO CENTER | * |  | ISSUED | 20-JUL-20 | LARRATT BROS PLUMBING INC. | WORK CATEGORY: 2PA; MODEL ROOM ALTERATIONS.
PW20200720113 | 20-JUL-20 | 544 |  | PRECITA | AV |  | ISSUED | 20-JUL-20 | A AND T PLUMBING | WORK CATEGORY: 1P; REMODEL KITCHEN AND BATHROOM IN 544B
PMW20200720098 | 20-JUL-20 | 669 |  | MARINA | BL |  | ISSUED | 20-JUL-20 | J & M HEATING & VENTILATING CO LTD | WORK CATEGORY: 1M; INSTALL TWO CENTRAL HEATING SYSTEMS
PW20200720104 | 20-JUL-20 | 1770 |  | PINE | ST |  | ISSUED | 20-JUL-20 | GREENE & COMPANY INC | WORK CATEGORY: 2PA; UNIT #'S 103 207 502 AND 605: UNIT REMODELS
PMW20200720100 | 20-JUL-20 | 1595 |  | DOLORES | ST |  | ISSUED | 20-JUL-20 | BLAZE FIREPLACES OF NO CAL | WORK CATEGORY: 1M; INSTALLING ONE FIREPLACE
PW20200720081 | 20-JUL-20 | 90 |  | CHARTER OAK | AV |  | COMPLETE | 22-JUL-20 | MADDEN PLUMBING LLC | WORK CATEGORY: 8P; INSTALLATION OF (3) COMMERCIAL GAS WATER HEATERS - STATE SUF 500NE (A)
PMW20200720085 | 20-JUL-20 | 464 |  | 11TH | AV |  | ISSUED | 20-JUL-20 | BLAZE FIREPLACES OF NO CAL | WORK CATEGORY: 1M; INSTALLING ONE FIREPLACE
PW20200720093 | 20-JUL-20 | 4725 |  | IRVING | ST |  | ISSUED | 20-JUL-20 | O'CONNOR PLUMBING & FIRE PROTECTION | WORK CATEGORY: 4PA; PROVIDE FIRE SPRINKLER PROTECTION FOR GROUND FLOOR ONLY AND NEW FIRE SERVICE.
PW20200720114 | 20-JUL-20 | 2724 |  | LYON | ST |  | ISSUED | 20-JUL-20 | J COMPARAN PLUMBING INC | WORK CATEGORY: 1P; 1 SINK INSTALL PLUMBING
PW20200720111 | 20-JUL-20 | 148 |  | COOK | ST | 3 | ISSUED | 20-JUL-20 | B D UNIQUE CONSTRUCTION CO | WORK CATEGORY: 1P; BATHROOM REMODEL IN KIND. BATHTUB COVERT TO SHOWER.
PW20200720105 | 20-JUL-20 | 140 |  | TARAVAL | ST |  | ISSUED | 20-JUL-20 | LOUGHRAN CONSTRUCTION INC. | WORK CATEGORY: 2PB; REMODEL EXISTING KITCHEN AND TWO BATHROOMS. INSTALL AIR CONDITIONING AND RADIANT FLOOR HEATING
PP20200721230 | 21-JUL-20 | 2619 |  | 22ND | ST | 1 | ISSUED | 22-JUL-20 | NENG CONSTRUCTION INC. | ADD NEW KITCHEN AND UNDERGROUND PLUMBING
PW20200721121 | 21-JUL-20 | 612 |  | HOWARD | ST |  | ISSUED | 21-JUL-20 | AEGIS ENTERPRISES INC | WORK CATEGORY: 4PA; TO ADD AND/OR RELOCATE FIRE SPRINKLERS TO ACCOMMODATE NEW TENANT IMPROVEMENT CHANGES.
PW20200721146 | 21-JUL-20 | 454 |  | GATES | ST |  | ISSUED | 21-JUL-20 | ACE PLUMBING & ROOTER | WORK CATEGORY: 1P; BATHROOM AND KITCHEN REMODEL
PW20200721119 | 21-JUL-20 | 1350 |  | VAN DYKE | AV |  | ISSUED | 21-JUL-20 | PRO PLUMBING & FIRE SPRINKLER INC | WORK CATEGORY: 1P; FINAL EXPIRED PLUMBING PERMIT PP20181010573.
PM20200721236 | 21-JUL-20 | 103 |  | STONERIDGE | LN |  | ISSUED | 22-JUL-20 | A R S AMERICAN RESIDENTIAL SERVICES OF C | CHANGE OUT 70000BTU FURNAC.
PW20200721129 | 21-JUL-20 | 250 |  | HOWARD | ST |  | ISSUED | 21-JUL-20 | CITY MECHANICAL INC | WORK CATEGORY: 5P; PROVIDE NEW WASTE VENT HOT AND COLD WATER AND CONDENSATE DRAINAGE FOR NEW KITCHEN EQUIPMENT ONE NEW ADA RESTROOM ONE WATER HEATER MOP SINK CONNECTING ABOVE AND BELOW SLAB TO EXISTING BUILDING UTILITIES FOR BLUE BOTTLE COFFEE PARK TOWER.
PP20200721224 | 21-JUL-20 | 866 |  | PACHECO | ST |  | ISSUED | 27-JUL-20 | KNAB BUILDER | ADD SHOWER FOR PP2019102312.
PW20200721136 | 21-JUL-20 | 2244 |  | FILLMORE | ST |  | COMPLETE | 29-JUL-20 | EVERLAST PLUMBING | WORK CATEGORY: 1P; GAS LINE REPAIR
PP20200721221 | 21-JUL-20 | 5256 |  | 03RD | ST |  | ISSUED | 22-JUL-20 | C T CONSTRUCTION & PLUMB | INSTALL NEW ADA RESTROOM COLD AND HOT WATER PIPE. ONE FLOOR DRAIN.
PW20200721128 | 21-JUL-20 | 534 |  | 37TH | AV |  | COMPLETE | 24-JUL-20 | SDP PLUMBING INC DBA MR. ROOTER PLUMBING | WORK CATEGORY: 1P; NEW HOUSE TRAP AND SEWER LATERAL
PW20200721148 | 21-JUL-20 | 3378 |  | SACRAMENTO | ST |  | ISSUED | 21-JUL-20 | PROSPERITY PLUMBING COMPANY | WORK CATEGORY: 2PB; ROUGH-IN AND TOP-OUT PLUMBING WITH COMPRESSED AIR AND VACUUM LINES FOR DENTAL OFFICE
PW20200721140 | 21-JUL-20 | 1805 |  | BUCHANAN | ST |  | ISSUED | 21-JUL-20 | STEVEN YEUNG INC DBA CHUNG WAH PLBG&FIRE | WORK CATEGORY: 4PB; INSTALLATION OF AUTOMATIC FIRE SPRINKLER SYSTEM FOR 6 UNIT BUILDING.
PW20200721149 | 21-JUL-20 | 555 |  | ELLIS | ST | 0 | ISSUED | 21-JUL-20 | BAY AREA MECHANICAL & ENG | WORK CATEGORY: 11P; REPLACE EXISTING BACKFLOW DEVICE ON BOILER IN UNIT 507
PW20200721150 | 21-JUL-20 | 955 |  | WISCONSIN | ST |  | ISSUED | 21-JUL-20 | F - 1 PLUMBING SERVICES | WORK CATEGORY: 2PB; INSTALL NEW PLUMBING FOR TWO A.D.U. UNITS CONSISTING OF THREE BATHROOMS TWO KITCHENS LAUNDRY UP GRADE GAS SERVICE.
PW20200721135 | 21-JUL-20 | 221 |  | SAN JOSE | AV | 0 | ISSUED | 21-JUL-20 | R LOWY FIRE PROTECTION INC | WORK CATEGORY: 4PA; THIS IS RENEW OF OF EXPIRED PLUMBING PERMIT REFERENCE TO PP20190430348
PW20200721156 | 21-JUL-20 | 1333 |  | LYON | ST |  | ISSUED | 21-JUL-20 | A AND T PLUMBING | WORK CATEGORY: 2PA; REMODEL BATHROOM AND KITCHEN WITH SHOWER PAN FOR APARTMENT 1AND 2
PW20200721137 | 21-JUL-20 | 323 |  | 29TH | AV |  | ISSUED | 21-JUL-20 | PRO PLUMBING & FIRE SPRINKLER INC | WORK CATEGORY: 4PA; INSTALL FIRE SPRINKLER SYSTEM THROUGHOUT BUILDING INCLUDING UNDERGROUND FIRE SERVICE
PP20200721227 | 21-JUL-20 | 336 |  | LAKEVIEW | AV |  | ISSUED | 23-JUL-20 | BLUE BIRDS CONSTRUCTION INC | 1ST FL 2 NEW BATHROOMS 2 NEW BEDROOMS CENTRAL HEATING WATER HEATER 2ND FL REMODEL BATHROOM KITCHEN TURN KITCHEN TO BEDROOM ONE NEW BATHROOM NEW CENTRAL HEATING NEW WATER HEATER
PP20200721238 | 21-JUL-20 | 636 |  | 33RD | AV |  | ISSUED | 27-JUL-20 | SUN SUN CONSTRUCTION CO | IN KIND KITCHEN AND BATHROOM REMODEL (NO CHANGE TO FLOOR PLAN OR WALLS).
PM20200721228 | 21-JUL-20 | 336 |  | LAKEVIEW | AV |  | ISSUED | 23-JUL-20 | BLUE BIRDS CONSTRUCTION INC | 1ST FL 2 NEW BATHROOMS 2 NEW BEDROOMS CENTRAL HEATING WATER HEATER 2ND FL REMODEL BATHROOM KITCHEN TURN KITCHEN TO BEDROOM ONE NEW BATHROOM
PMW20200721144 | 21-JUL-20 | 14 |  | KNOTT | CT |  | ISSUED | 21-JUL-20 | WARM SOLUTIONS / AMERICAN CHIMENY SVCS | WORK CATEGORY: 1M; TO PROVIDE AND INSTALL A ZERO CLEARANCE DIRECT VENT GAS FIREPLACE WITH DIRECT VENT FLUE.
PW20200721122 | 21-JUL-20 | 1998 |  | BROADWAY | * | 1607 | COMPLETE | 24-JUL-20 | BRIAN FUSCO PLUMBING | WORK CATEGORY: 1P; ADD FINAL INSP. TO PERMIT # PW20200226328
PW20200721133 | 21-JUL-20 | 175 |  | PHELAN | AV |  | ISSUED | 21-JUL-20 | BROADWAY MECH.CNTRS. INC. | WORK CATEGORY: 2PB; INTERIOR RENOVATION OF EXISTING LOCKER ROOMS & BATHROOMS WITH INSTALLATION OF NEW WATER CLOSETS LAVATORIES SHOWERS AND DRAINS SERVICE SINK URINAL FLOOR DRAIN WASHING MACHINE & TRAP PRIMERS. WORK INCLUDES SOME UNDERGROUND PIPING.
PW20200721124 | 21-JUL-20 | 265 |  | LAGUNA | ST |  | ISSUED | 21-JUL-20 | ROS PLUMBING | WORK CATEGORY: 2PB; INSTALL CATCH BASIN INSTALL SUMP PUMP IN CATCH BASIN
PP20200721222 | 21-JUL-20 | 359 |  | TOCOLOMA | AV |  | ISSUED | 22-JUL-20 | C T CONSTRUCTION & PLUMB | TEST EXISTING GAS PIPE
PMW20200721157 | 21-JUL-20 | 2609 |  | SCOTT | ST |  | ISSUED | 21-JUL-20 | M C L HEATING & AIR CONDITIONING INC | WORK CATEGORY: 1M; INSTALL HEAT PUMP SYSTEM WITH QTY1 OUTDOOR CONDENSER AND QTY 3 INDOOR FAN COILS.
PW20200721151 | 21-JUL-20 | 1459 |  | DOLORES | ST |  | ISSUED | 21-JUL-20 | C & H PLUMBING CO. | WORK CATEGORY: 1P; REPLACE FIVE FEET OF MAIN LATERAL
PW20200721125 | 21-JUL-20 | 999 |  | VAN NESS | AV |  | COMPLETE | 28-JUL-20 | ROTO-ROOTER SEWERS | WORK CATEGORY: 1P; INSTALL EARTHQUAKE SIESMIC VALVE ON 2" GAS LINE
PW20200721155 | 21-JUL-20 | 3882 |  | 19TH | ST |  | ISSUED | 21-JUL-20 | FIRE GUARD PROTECTION INC. | WORK CATEGORY: 4PA; INSTALL FIRE SPRINKLER SYSTEM IN ALL FLOORS PER NFPA-13R
PW20200721139 | 21-JUL-20 | 405 |  | 06TH | AV |  | ISSUED | 21-JUL-20 | DEJAGER & REILLY PLUMBING & HEATING | WORK CATEGORY: 8P; REPLACING BOILER HB SMITH SERIAL #A91-219 WITH A NEW PEERLESS CAST IRON BOILER 64-07
PW20200721131 | 21-JUL-20 | 1701 |  | GOUGH | ST |  | ISSUED | 21-JUL-20 | FLOW MASTERS PLUMBING INC | WORK CATEGORY: 2PA; REMODEL EXISTING BATHROOM X2 AND LAUNDRY
PW20200721152 | 21-JUL-20 | 1220 |  | ELLIS | ST | 8 | ISSUED | 21-JUL-20 | AR PLUMBING | WORK CATEGORY: 1P; NEW SHOWER VALVE AND RELOCATED SHOWER DRAIN.
PW20200721118 | 21-JUL-20 | 435 |  | JACKSON | ST |  | ISSUED | 21-JUL-20 | GOLDEN GATE FIRE PROTECTION INC | WORK CATEGORY: 4PB; 20-157 RELOCATE THREE HEADS FOR NEW WALL ON GROUND FLOOR
PM20200721231 | 21-JUL-20 | 2619 |  | 22ND | ST | 1 | ISSUED | 22-JUL-20 | NENG CONSTRUCTION INC. | REPLACE BATHROOM FAN KITCHEN HOOD DUCTING.
PW20200721127 | 21-JUL-20 | 350 |  | MISSION | ST |  | ISSUED | 21-JUL-20 | CITY MECHANICAL INC | WORK CATEGORY: 5P; PROVIDE NEW WASTE VENT HOT AND COLD WATER FOR NEW KITCHEN EQUIPMENT ONE NEW MOP SINK ONE NEW WATER HEATER CONNECTING ABOVE AND BELOW TO EXISTING BUILDING UTILITIES FOR GRAB & GO SALES SPACE.
PW20200721145 | 21-JUL-20 | 450 |  | HEARST | AV |  | ISSUED | 21-JUL-20 | VALENTE N FUENTES PLUMBING | WORK CATEGORY: 1P; UPGRADE KITCHEN PLUMBING DVW FOR KITCHEN SINK GAS FOR STOVE AND AND NEW LAUNDRY IN GARAGE LEVEL.
PW20200721138 | 21-JUL-20 | 1650 |  | BROADWAY | * | 101 | ISSUED | 21-JUL-20 | DEMAKAS PLUMBING & HEATING INC | WORK CATEGORY: 2PA; INSTALL SEDIMENT FILTERS
PP20200721235 | 21-JUL-20 | 252 |  | RICHLAND | AV |  | COMPLETE | 24-JUL-20 | SEAN KELLY CONSTRUCTION | INSTALLATION OF TWO SHOWER PANS
PW20200721123 | 21-JUL-20 | 151 |  | ANDERSON | ST |  | ISSUED | 21-JUL-20 | AFFORDABLE WATER HEATERS AND PLUMBING IN | WORK CATEGORY: 1P; REPLACE WATER HEATER SAME LOCATION
PP20200721229 | 21-JUL-20 | 322 | 55 | 08TH | ST |  | COMPLETE | 28-JUL-20 | KELLY AND SON | INSTALL 2 SPRINKLER HEADS 1 IN EACH RESTROOM.
PP20200721226 | 21-JUL-20 | 2128 |  | CABRILLO | ST |  | ISSUED | 27-JUL-20 | KASAS BUILDERS INC | KITCHEN AND HALLWAY BATHROOM REMODELING. ADD A NEW FULL BATHROOM IN THE 2ND FLOOR. REPLACE WATER HEATER AND FURNACE.
PW20200721143 | 21-JUL-20 | 1254 |  | 33RD | AV |  | ISSUED | 21-JUL-20 | WESTGATE PLUMBING | WORK CATEGORY: 2PA; INSTALLATION OF RADIANT HEATING IN SLAB & JOIST USING PEX TUBING AND ULTRA FIN SYSTEM. INSTALLATION OF COMBI BOILER MANIFOLDS & PUMPS. FLUE LINES.
PW20200721153 | 21-JUL-20 | 2643 |  | GREENWICH | ST |  | ISSUED | 21-JUL-20 | FIRE GUARD PROTECTION INC. | WORK CATEGORY: 4PA; INSTALL FIRE SPRINKLER SYSTEM PER NFPA-13R IN ALL FLOORS
PM20200721237 | 21-JUL-20 | 274 |  | VICTORIA | ST |  | ISSUED | 27-JUL-20 | W F CONSTRUCTION CO | FLUES FOR GAS FURNACE AND KITCHEN EXHAUST ON GROUND FLOOR.
PP20200721234 | 21-JUL-20 | 1046 |  | MASON | ST | 4 | ISSUED | 22-JUL-20 | BRIGHTER BAY BUILDERS INC | APT 4. KITCHEN & BATHROOM REMODEL. BRING PLUMBING UP TO CODE.
PP20200721223 | 21-JUL-20 | 51 |  | POND | ST | 0 | ISSUED | 21-JUL-20 | BROC BUILT CONSTRUCTION | BATHROOM REMODEL. REF PA# 201903286548
PP20200721232 | 21-JUL-20 | 1480 |  | 12TH | AV | 0 | ISSUED | 22-JUL-20 | REMODELING HEROES INC | REMOVE TUB. INSTALL SHOWER
PW20200721142 | 21-JUL-20 | 801 |  | 38TH | AV |  | ISSUED | 21-JUL-20 | STEVEN YEUNG INC DBA CHUNG WAH PLBG&FIRE | WORK CATEGORY: 1P; REMOVE FIRE SPRINKLER SYSTEM FROM SINGLE FAMILY HOUSE.
PW20200721134 | 21-JUL-20 | 200 |  | PAUL | AV |  | COMPLETE | 24-JUL-20 | ECO FIRE SPRINKLERS INC | WORK CATEGORY: 4PB; DEMO PORTION OF THE EXISTING WET SYSTEM AND INSTALL NEW OVERHEAD AND UNDERFLOOR PREACTION SYSTEM TO SERVICE DATA ROOM AND ELECTRICAL ROOM 598 SPRINKLERS.
PMW20200721147 | 21-JUL-20 | 3359 |  | CESAR CHAVEZ | ST |  | ISSUED | 21-JUL-20 | ACW MECHANICAL OF NO CA/CONTRA COSTA HEA | WORK CATEGORY: 1M; INSTALL 2 ZONE MINI SPLIT HEAT PUMP
PW20200721126 | 21-JUL-20 | 832 |  | LOMBARD | ST |  | ISSUED | 21-JUL-20 | SHEERAN PIPELINE INC | WORK CATEGORY: 1P; REPLACE SECTION OF SEWER LINE ON PROPERTY
PW20200721132 | 21-JUL-20 | 576 |  | LIBERTY | ST |  | COMPLETE | 24-JUL-20 | DISCOUNT PLUMBING CO | WORK CATEGORY: 1P; HOUSE TRAP REPLACEMENT
PM20200721233 | 21-JUL-20 | 1234 |  | STANYAN | ST |  | ISSUED | 22-JUL-20 | A R S AMERICAN RESIDENTIAL SERVICES OF C | CHANGE OUT 45000BTU FURNACE IN THE GARAGE
PW20200721154 | 21-JUL-20 | 31 |  | ALADDIN | TR |  | ISSUED | 21-JUL-20 | FIRE GUARD PROTECTION INC. | WORK CATEGORY: 4PA; INSTALL FIRE SPRINKLER SYSTEM IN ALL FLOORS PER NFPA-13R
PMW20200721141 | 21-JUL-20 | 4178 |  | 26TH | ST |  | ISSUED | 21-JUL-20 | STATE SHEET METAL WORKSINC. | WORK CATEGORY: 2M ; TWO FURNACE REPLACEMENTS IN FLATS #4176 & #4178.....ONE EACH UNIT.
PW20200721130 | 21-JUL-20 | 1260 |  | BROADWAY | * | 0 | COMPLETE | 27-JUL-20 | R & L PLUMBING | WORK CATEGORY: 2PB; REPLACEMENT OF COMPROMISED SEWER LATERAL AND HOUSE TRAP.
PW20200721120 | 21-JUL-20 | 1255 |  | BAY | ST |  | ISSUED | 21-JUL-20 | PRO PLUMBING & FIRE SPRINKLER INC | WORK CATEGORY: 4PA; INSTALL FIRE SPRINKLER SYSTEM THROUGHOUT BUILDING INCLUDING UNDERGROUND FIRE SERVICE
PP20200721225 | 21-JUL-20 | 51 |  | POND | ST | 0 | ISSUED | 21-JUL-20 | BROC BUILT CONSTRUCTION | INSTALL SHOWER PAN. REF PA# 201903286548
PP20200722247 | 22-JUL-20 | 3691 |  | MARKET | ST |  | COMPLETE | 27-JUL-20 | HOUGH CONSTRUCTION | INSTALL 1/2 7 COPPER PIPE TO EXISTING BATHROOM.
PP20200722264 | 22-JUL-20 | 90 |  | ALHAMBRA | ST |  | ISSUED | 29-JUL-20 | BRIGHTER BAY BUILDERS INC | UNIT 406. KITCHEN AND BATHROOM REMODEL. PLUMBING UP TO CODE AS NEEDED.
PP20200722257 | 22-JUL-20 | 315 |  | SAN LEANDRO | WY |  | ISSUED | 27-JUL-20 | CW CHENG CONSTRUCTION CO | BATHROOM REMODEL. SHOWER PAN INSTALLATION. SHOWER FIXTURES SINKS REPLACEMENT.
PP20200722268 | 22-JUL-20 | 148 |  | TERRA VISTA | AV | 0 | ISSUED | 23-JUL-20 | JIAN'S BUILDER CORP | TO OBTAIN A FINAL INSPECTION UNDER PERMITS PP20170407376 & PP20140224462
PM20200722258 | 22-JUL-20 | 12 |  | VICTORIA | ST |  | ISSUED | 27-JUL-20 | SHAO FAT CONSTRUCTION INC | REPLACE NEW FURNACE OF HOUSE.
PM20200722242 | 22-JUL-20 | 574 |  | MISSISSIPPI | ST |  | ISSUED | 23-JUL-20 |  | NEW EFFICIENT HVAC 4 TON AC UNIT AND GAS FIREPLACE. ADDING DUCTS ON ALL 3 FLOORS AND NEW EXHAUST TO ALL 3 BATHROOMS AND ONE EXHAUST IN KITCHEN.
PW20200722180 | 22-JUL-20 | 2324 |  | 17TH | AV |  | ISSUED | 22-JUL-20 | F W H ACQUISITION CO LLC DBA FAST WATER | WORK CATEGORY: 1P; REMOVE/REPLACE GAS WATER HEATER
PP20200722260 | 22-JUL-20 | 638 |  | GREENWICH | ST |  | COMPLETE | 31-JUL-20 | L C BUILDERS INC | REPLACE EXISTING BROKEN SEWAGE LINE FROM HOUSE TO HOUSE VENT AND P-TRAP
PM20200722244 | 22-JUL-20 | 78 |  | TIOGA | AV |  | ISSUED | 23-JUL-20 | CHL CONSTRUCTION COMPANY | INSTALL FLUE FURNACE WATER HEATER
PW20200722158 | 22-JUL-20 | 1615 |  | CAYUGA | AV |  | COMPLETE | 29-JUL-20 | ALLEN MECHANICAL PLUMBING CO | WORK CATEGORY: 1P; CUT AND CAP OFF THE DWV AND WATER PIPING TO THE UNAUTHORIZED BATHROOM AT THE BACK OF THE GROUND FLOOR AREA. THIS WORK IS TO COMPLY WITH THE N O V COMPLAINT # 201806129
PW20200722162 | 22-JUL-20 | 1322 |  | 06TH | AV | 0 | ISSUED | 22-JUL-20 | DRAIN BUSTER'S PLUMBING (SEE I.D.) | WORK CATEGORY: 2PB; REPLACING PART OF A SEWER DRAIN PIPE UNDER THE SIDEWALK(18 FT LONG PIPE REPLACEMENT). AND REPLACING THE SEWER DRAIN HOUSE TRAP.
PMW20200722177 | 22-JUL-20 | 205 |  | 02ND | AV |  | ISSUED | 22-JUL-20 | WARM SOLUTIONS / AMERICAN CHIMENY SVCS | WORK CATEGORY: 1M; TO INSTALL A TWO DIRECT VENT GAS FIREPLACE.
PP20200722239 | 22-JUL-20 | 75 |  | PIERCE | ST |  | ISSUED | 27-JUL-20 | QUALITY PRO PLUMBING | WATER REPIPE FOR ALL FIXTURES NEW GAS FOR APPLIANCES WASTE SYSTEM. RELOCATED 3 SHOWER PANS . IT IS A FULL REMODEL USING EXISTING SEWER AND WATHER CONNECTIONS.
PP20200722241 | 22-JUL-20 | 77 |  | LINDA | ST |  | ISSUED | 23-JUL-20 | EXPERT HOME BUILDERS INC | SINGLE BATHROOM REMODEL LIKE FOR LIKE
PMW20200722181 | 22-JUL-20 | 467 |  | OAK | ST |  | COMPLETE | 31-JUL-20 | A+ QUALITY H V A C | WORK CATEGORY: 1M; ATTIC GAS FURNACE REPLACEMENT.
PW20200722160 | 22-JUL-20 | 1449 |  | JEFFERSON | ST | 0 | ISSUED | 22-JUL-20 | NEW ERA PIPING INC | WORK CATEGORY: 2PA; 1449 - REPLACING WATER HEATER NEW GAS LINE FOR OUTDOOR BBQ.1451 - ROUGHING IN NEW PLUMBING FOR NEW KITCHEN LAUNDRY BATHROOM & NEW GAS LINE FOR FIREPLACE.1453 - ROUGHING IN NEW PLUMBING FOR BATHROOM AND LAUNDRY; NEW GAS LINE FOR FIREPLACE; REPLACING PLUMBING FIXTURES FOR KITCHEN SINK AT EXISTING LOCATION
PM20200722246 | 22-JUL-20 | 255 |  | POTRERO | AV |  | FILED | 22-JUL-20 | WCI-GC INC | MECHANICAL WORK ASSOCIATED WITH ATTACHED DRAWINGS.
PW20200722175 | 22-JUL-20 | 301 |  | HOWARD | ST |  | COMPLETE | 29-JUL-20 | R L H FIRE PROTECTION INC | WORK CATEGORY: 4PB; RELOCATE 30 PENDENT 8 ADDED PENDENT AND RELOCATE 2 UPRIGHT SPRINKLERS.
PW20200722173 | 22-JUL-20 | 539 |  | 05TH | AV |  | ISSUED | 22-JUL-20 | PRO PLUMBING & FIRE SPRINKLER INC | WORK CATEGORY: 4PA; INSTALL FIRE SPRINKLER SYSTEM THROUGHOUT BUILDING INCLUDING UNDERGROUND FIRE SERVICE
PP20200722253 | 22-JUL-20 | 2251 |  | 47TH | AV |  | ISSUED | 23-JUL-20 | HANDYMAN HEROES INC. | KITCHEN REMODEL.
PP20200722259 | 22-JUL-20 | 12 |  | VICTORIA | ST |  | ISSUED | 27-JUL-20 | SHAO FAT CONSTRUCTION INC | RECOLATE WATER HEATER AND INSTALL NEW DRAINS FOR BATHROOM OF BACEMENT.
PW20200722176 | 22-JUL-20 | 2275 |  | BROADWAY | * |  | ISSUED | 22-JUL-20 | FAULT LINE PLUMBING INC | WORK CATEGORY: 1P; SURVEY PERMIT TO CONFIRM A PLAN TO REPLACE THE EXISTING STEAM BOILER.
PW20200722166 | 22-JUL-20 | 721 |  | TEHAMA | ST |  | ISSUED | 22-JUL-20 | ACE PLUMBING & ROOTER | WORK CATEGORY: 1P; SEWER REPAIR
PP20200722267 | 22-JUL-20 | 1156 |  | TREAT | AV |  | ISSUED | 24-JUL-20 | L & S PLUMBING | RENEW EXPIRED PERMIT # PP20190522031. GAS TEST AND FINAL PLUMBING INSPECTION.
PW20200722174 | 22-JUL-20 | 699 |  | FOLSOM | ST |  | COMPLETE | 28-JUL-20 | ENERGY MECHANIX INC | WORK CATEGORY: 8P; REMOVED ONE BOILER AND ONE TANK AND REPLACED WITH ONE BOILER AND TWO TANKS. OLD SERIAL#0285100833 NEW SERIAL 1936116171163
PW20200722169 | 22-JUL-20 | 670 |  | WALLER | ST |  | ISSUED | 22-JUL-20 | JIM PO PLUMBING | WORK CATEGORY: 1P; KITCHEN AND BATHROOM REMODEL USING EXISTING PLUMBING LOCATIONS.
PW20200722170 | 22-JUL-20 | 743 |  | 04TH | AV |  | ISSUED | 22-JUL-20 | SMART PLUMBING PROJECT INC | WORK CATEGORY: 1P; SURVEY ONLYPLUMBING PERMIT # PW20200712880
PW20200722165 | 22-JUL-20 | 3110 |  | CLAY | ST |  | ISSUED | 22-JUL-20 | PIPE SPY INC | WORK CATEGORY: 2PB; EXCAVATING TO REMOVE AN EXISTING P-TRAP AND INSTALL A NEW ONE.
PW20200722159 | 22-JUL-20 | 2190 |  | BROADWAY | * |  | COMPLETE | 23-JUL-20 | PRIBUSS ENGINEERING INC | WORK CATEGORY: 11P; WW990 - DISCONNECT AND REMOVE EXISTING 1" WATTS PVB MODEL 800QT IRRIGATION BACKFLOW DEVICE FROM SERVICE. SUPPLY AND INSTALL NEW FEBCO LF825Y REDUCED PRESSURE BACKFLOW DEVICE.
PM20200722265 | 22-JUL-20 | 2333 |  | MARKET | ST |  | ISSUED | 27-JUL-20 | ALLIED TEAMWORK CONSTRUCTION CO | RELOCATE (E) FURNACE TO HALLWAY.
PW20200722172 | 22-JUL-20 | 124 |  | HAIGHT | ST | 0 | ISSUED | 22-JUL-20 | PRO PLUMBING & FIRE SPRINKLER INC | WORK CATEGORY: 4PA; INSTALL FIRE SPRINKLER SYSTEM THROUGHOUT BUILDING INCLUDING UNDERGROUND FIRE SERVICE
PW20200722168 | 22-JUL-20 | 1783 |  | 08TH | AV |  | ISSUED | 22-JUL-20 | PRO PLUMBING & FIRE SPRINKLER INC | WORK CATEGORY: 4PA; INSTALL FIRE SPRINKLER SYSTEM THROUGHOUT THE BUILDING INCLUDING UNDERGROUND FIRE SERVICE
PP20200722243 | 22-JUL-20 | 78 |  | TIOGA | AV |  | FILED | 22-JUL-20 | CHL CONSTRUCTION COMPANY | REMODEL 3 BATHROOM AND 1 KITCHEN. NEW DWV AND WATER LINE. GAS TO STOVE AND WATER HEATER.
PP20200722252 | 22-JUL-20 | 3227 |  | ULLOA | ST |  | ISSUED | 27-JUL-20 | TAM AND SONS INC | ADD NEW BATH ON 1ST FL WITH NEW TOILET SINK AND SHOWERTUB
PW20200722163 | 22-JUL-20 | 220 |  | MULLEN | AV |  | ISSUED | 22-JUL-20 | F - 1 PLUMBING SERVICES | WORK CATEGORY: 2PB; INSTALL NEW PLUMBING FOR THREE BATHROOMS NEW KITCHEN AREA NEW LAUNDRY NEW DRAINS IN GARAGE NEW GAS SERVICE NEW HOUSE TRAPS NEW WATER SERVICE
PP20200722248 | 22-JUL-20 | 2207 |  | NEWCOMB | AV |  | ISSUED | 27-JUL-20 | DAJANI CONSTRUCTION | INSTALL 2 HAND SINKS AND 20 GALLONS ELECTRICAL WATER HEATER. I AM REQUESTING 2 INSEPCTIONS ONE ROUGH UNDERGROUND INSPECTION AND ONE FINAL INSPECTION.
PP20200722249 | 22-JUL-20 | 112 |  | CONRAD | ST |  | ISSUED | 27-JUL-20 | CARY WING PLUMBING & FIRE PROTECTION INC | WASHING MACHINE INSTALLATION
PW20200722178 | 22-JUL-20 | 1018 |  | VALENCIA | ST |  | ISSUED | 22-JUL-20 | PROMPT PLUMBING SERVICES | WORK CATEGORY: 2PA; NEW ADA TOILET SINK AND FLOOR DRAIN
PW20200722171 | 22-JUL-20 | 811 |  | CAROLINA | ST |  | COMPLETE | 27-JUL-20 | SMART PLUMBING PROJECT INC | WORK CATEGORY: 1P; 2 SHOWER PAN ONLYPLUMBING PERMIT # PW20191001320
PP20200722251 | 22-JUL-20 | 140 |  | COLLEGE | AV |  | ISSUED | 27-JUL-20 | RUDD KITCHEN AND BATH | TO OBTAIN FINAL INSPECTION FOR WORK APPROED UNDER PREVIOUS PERMIT PP201603288133 RENEWED AS PP201810095253.
PM20200722269 | 22-JUL-20 | 148 |  | TERRA VISTA | AV | 0 | ISSUED | 27-JUL-20 | JIAN'S BUILDER CORP | TO OBTAIN A FINAL INSPECTION FOR WORK APPROVED UNDER PREVIOUS PERMIT PM20170407378 & PM20140224463.
PM20200722250 | 22-JUL-20 | 140 |  | COLLEGE | AV |  | ISSUED | 27-JUL-20 | RUDD KITCHEN AND BATH | TO RENEW PM20181009526 (RENEWAL OF PM20160328134).
PW20200722164 | 22-JUL-20 | 155 |  | STATES | ST |  | COMPLETE | 29-JUL-20 | BOLTER CONSTRUCTION | WORK CATEGORY: 2PA; MOVE AS NEEDED THE EXISTING WATER SUPPLY LINES AND GAS LINE TO CONCEAL IN DROPPED CEILING. REPLACE DAMAGED SECTION OF EXISTING CAST IRON WASTE LINE.
PP20200722256 | 22-JUL-20 | 98 |  | MIDCREST | WY |  | ISSUED | 27-JUL-20 | DI VINE CONSTRUCTION | ROUGH IN AND TRIM OUT BATHROOM IN KIND. INSTALL NEW SHOWER PAN MEMBRANE.
PP20200722245 | 22-JUL-20 | 255 |  | POTRERO | AV |  | FILED | 22-JUL-20 | WCI-GC INC | PLUMBING WORK ACCORDING TO ATTACHED DRAWINGS.
PP20200722263 | 22-JUL-20 | 90 |  | ALHAMBRA | ST |  | ISSUED | 29-JUL-20 | BRIGHTER BAY BUILDERS INC | UNIT 405. KITCHEN AND BATHROOM REMODEL. PLUMBING UP TO CODE AS NEEDED.
PM20200722270 | 22-JUL-20 | 1657 |  | CLEMENT | ST | 0 | ISSUED | 27-JUL-20 | O'PRO CONSTRUCTION INC. | TO OBTAIN A FINAL INSPECTION FOR WORK APPROVED UNDER PREVIOUS PERMIT PM20180807756.
PP20200722240 | 22-JUL-20 | 574 |  | MISSISSIPPI | ST |  | ISSUED | 23-JUL-20 |  | RUN CAST IRON DRAINS AND VENTS TO THREE NEW BATHROOMS AND REPLACE THE VENT TO THE KITCHEN. ADD PRESSURISED WATER LINES AFTER THE WATER HEATER (EXISTING) IN PEX TO THE KITCHEN 3 BATHROOMS AND LAUNDRY ROOM. WE ALREADY HAVE A 3" CAST IRON MAIN STACK AND VENT. WE ARE NOT ADDING FIRE SPRINKLERS.
PP20200722261 | 22-JUL-20 | 90 |  | ALHAMBRA | ST |  | ISSUED | 29-JUL-20 | BRIGHTER BAY BUILDERS INC | UNIT 305. KITCHEN AND BATHROOM REMODEL. PLUMBING UP TO CODE AS NEEDED.
PP20200722262 | 22-JUL-20 | 90 |  | ALHAMBRA | ST |  | ISSUED | 29-JUL-20 | BRIGHTER BAY BUILDERS INC | UNIT 403. KITCHEN AND BATHROOM REMODEL. PLUMBING UP TO CODE AS NEEDED.
PP20200722255 | 22-JUL-20 | 90 |  | ALHAMBRA | ST | 0 | ISSUED | 29-JUL-20 | BRIGHTER BAY BUILDERS INC | UNIT 302. KITCHEN AND BATHROOM REMODEL. PLUMBING UP TO CODE AS NEEDED.
PW20200722161 | 22-JUL-20 | 360 |  | LIBERTY | ST |  | ISSUED | 22-JUL-20 | MCLAUGHLIN PLUMBING | WORK CATEGORY: 2PA; MASTER BATH: BASIN MOVE WATER DOWN FOR DECK MOUNT FAUCET SHORTEN EXISTING TRAP ARMS TO NEW CENTER LINES.TOILET : MOVE EXISTING WASTE TO ALLOW FOR WALL MOUNT. SHOWER RELOCATE DRAIN A 2 FT. TO NEW CENTER LINE AND INSTALL NEW SHOWER VALVE IN EXISTING LOCATION. TUB: INSTALL NEW TUB IN EXISING LOCATION WITH NEW TUB VALVE.HALL BATH: MAKE TOILET WALL MOUNT.BASIN: RELOCATE EXISTING AND INSTALL NEW.SHOWER: NO WORK ON WASTER & VENT. INSTALL NEW DRAIN IN EXISING LOCATION AND NEW VALVE IN EXISTING LOCATION.
PP20200722266 | 22-JUL-20 | 705 | 705 | UNION | ST | 1 | ISSUED | 23-JUL-20 | PINEDA CONSTRUCTION | #1 - INSTALL NEW KITCHEN SINK STOVE BATHROOM TOILET. #3 - INSTALL NEW TOILET AND VANITY AND NEW KITCHEN SINK AND STOVE.
PW20200722179 | 22-JUL-20 | 455 |  | MARKET | ST |  | COMPLETE | 31-JUL-20 | ACCO ENGINEERED SYSTEMS INC. | WORK CATEGORY: 11P; 1/2" BACKFLOW BEING INSTALLED ON A DISHWASHER ON 23RD FLOOR
PP20200722254 | 22-JUL-20 | 2226 |  | CALIFORNIA | ST | 201 | ISSUED | 28-JUL-20 | HOLLAND BROOKS BUILDERS INC | REMODEL KITCHEN AND 1 BATH INCLUDING SHOWER PAN. ADD STACKED VENTLESS WASHER AND DRYER IN E CLOSET
PW20200722167 | 22-JUL-20 | 534 |  | TEXAS | ST |  | ISSUED | 22-JUL-20 | ALLIANCE FIRE INC | WORK CATEGORY: 4PA; NEW FIRE SPRINKLER SYSTEM 55 HEADS
PW20200723214 | 23-JUL-20 | 209 |  | ARKANSAS | ST |  | ISSUED | 23-JUL-20 | SAN YI PLUMBING LTD. | WORK CATEGORY: 1P; REPLACE PLUMBING FIXTURE ONLY ON KITCHEN
PW20200723204 | 23-JUL-20 | 8 |  | MISSION | ST |  | ISSUED | 23-JUL-20 | CHAMPION INDUSTRIAL CONTRACTORS INC | WORK CATEGORY: 2PA; PLUMBING IN ROOMS 350 & 352
PP20200723276 | 23-JUL-20 | 1049 |  | GOLDEN GATE | AV |  | ISSUED | 27-JUL-20 | SUN LIGHT & POWER | BUILDING D: CLOSED LOOP SOLAR DEOMSTIC HOT WATER SYSTEM WITH (2) HELIODYNE GOBI 410 ROOFTOP COLLECTORS AND (1) 119 GALLON STORAGE TANK.
PP20200723274 | 23-JUL-20 | 133 |  | SHIPLEY | ST |  | FILED | 23-JUL-20 | ROTO-ROOTER SEWERS | SITE SURVEY OF PROPOSED 4" WATER LINE AND RETURN OVER.
PW20200723206 | 23-JUL-20 | 86 |  | WALLER | ST |  | ISSUED | 23-JUL-20 | FAHERTY PLUMBING | WORK CATEGORY: 2PB; INSTALL NEW PLUMBING FOR 3.5 BATHROOMS 2 KITCHENS AND LAUNDRY. INSTALL RADIANT HEAT SYSTEM FOR WHOLE HOUSE WITH FLUES AND VENTS
PMW20200723186 | 23-JUL-20 | 21 |  | PARAMOUNT | TR | 0 | ISSUED | 23-JUL-20 | OKELL'S FIREPLACE | WORK CATEGORY: 1M; INSTALL A DIRECT VENT GAS FIREPLACE PER MANUAL SPECS. GAS LINE BY OTHERS.
PW20200723211 | 23-JUL-20 | 24 |  | JULIUS | ST | 0 | COMPLETE | 27-JUL-20 | ROJAS PLUMBING COMPANY | WORK CATEGORY: 1P; WE ARE INSTALLING THREE RINNAI DIRECT VENT FURNACES IN UNIT 24-A JULIUS ST. THE RINNAI FURNACE MODEL# IS EX08CTN. NATURAL GAS @8 000 BTUH'S EACH.
PW20200723190 | 23-JUL-20 | 634 |  | POWELL | ST | 0 | ISSUED | 23-JUL-20 | R & L PLUMBING | WORK CATEGORY: 2PA; REPLACING 4" 10 STACK IN THE LIGHTWELL AND NECESSARY WATELINES.
PW20200723201 | 23-JUL-20 | 1911 |  | BAKER | ST |  | ISSUED | 23-JUL-20 | A PLUMBING**SEENOTE** | WORK CATEGORY: 1P; NEW BATHROOM SINK NEW BATHROOM TOILET NEW MOP SINK
PW20200723209 | 23-JUL-20 | 2222 |  | BUSH | ST |  | ISSUED | 23-JUL-20 | FAULT LINE PLUMBING INC | WORK CATEGORY: 5P; FLP TO ROUGH IN TOP OUT AND SET FINISH FOR:(1) DRINKING FOUNTAIN(2) WATER CLOSET(2) LAVATORY(1) MOP SINK(1) WATER HEATER(3) FLOOR CLEAN OUT
PW20200723197 | 23-JUL-20 | 228 |  | GRANT | AV |  | ISSUED | 23-JUL-20 | R L H FIRE PROTECTION INC | WORK CATEGORY: 4PB; REMOVE FIRE SPRINKLERS PIPE AND HANGARS AND BRACING IN ELEVATOR MACHINE ROOM ON ROOF LEVEL ABOVE TOP OF ELEVATOR SHAFT.
PW20200723212 | 23-JUL-20 | 1918 |  | MCALLISTER | ST |  | COMPLETE | 27-JUL-20 | A T D TILE | WORK CATEGORY: 1P; WATERPROOF SHOWER PAN AND FLOOD TEST
PW20200723191 | 23-JUL-20 | 2130 |  | POST | ST |  | ISSUED | 23-JUL-20 | BROADWAY MECH.CNTRS. INC. | WORK CATEGORY: 11P; TEMPORARY DISCONNECT THREE BOILERS DURING REMODELING. BOILERS WILL LATER BE RECONNECTED AND INSPECTED AT COMPLETION OF THE PROJECT. BOILERS INCLUDED IN THIS PERMIT:B1-PTO# 112743 SN#232359284B2-PTO# 112744 SN#C06169052B3-PTO#112745 SN#1208345112PERMIT PULLED PER STEVE PANELLI APPROVAL.
PW20200723215 | 23-JUL-20 | 2148 |  | STEINER | ST |  | ISSUED | 23-JUL-20 | SAN YI PLUMBING LTD. | WORK CATEGORY: 2PA; 31/2 BATHROOM KITCHEN WASHER & DRYER SHOWER PAN
PW20200723205 | 23-JUL-20 | 1090 |  | CHESTNUT | ST | 3 | ISSUED | 23-JUL-20 | HILLSIDE PLUMBING CO | WORK CATEGORY: 2PA; PLUMBING REMODEL :1 KITCHEN 1 LAUNDRY AND 4 BATHROOMS.
PW20200723207 | 23-JUL-20 | 101 |  | COLBY | ST |  | ISSUED | 23-JUL-20 | AWESOME PLUMBING INC | WORK CATEGORY: 1P; 40 GALLON WATER HEATER REPLACMENT
PP20200723271 | 23-JUL-20 | 524 |  | 03RD | AV | 0 | COMPLETE | 30-JUL-20 | FIERRO CONSTRUCTION INC | REPLACE SEWER LATERAL FROM HOUSE MAIN TO TRAP
PP20200723275 | 23-JUL-20 | 1049 |  | GOLDEN GATE | AV |  | ISSUED | 27-JUL-20 | SUN LIGHT & POWER | F BUILDING: CLOSED LOOP SOLAR DOMESTIC HOT WATER SYSTEM WITH 9 HELIODYNE GOBI 410 ROOFTOP COLLECTORS AND (1) 500 GALLON STORAGE TANK.
PP20200723281 | 23-JUL-20 | 2747 |  | 37TH | AV |  | ISSUED | 27-JUL-20 | GREAT WALL | REMODEL BATHROOM IN KIND. REPLACE SINK TOILET AND BUILD NEW SHOWER STALL IN SAME LOCATION.
PP20200723278 | 23-JUL-20 | 88 |  | ARKANSAS | ST |  | ISSUED | 27-JUL-20 | SUN LIGHT & POWER | CLOSED LOOP SOLAR DOMESTIC HOT WATER SYSTEM WITH (32) ROOFTOP COLLECTORS AND (1) 1950 GALLON STORAGE TANK.
PW20200723208 | 23-JUL-20 | 1090 |  | CHESTNUT | ST | 12 | ISSUED | 23-JUL-20 | PRIBUSS ENGINEERING INC | WORK CATEGORY: 4PA; MODIFY SPRINKLER HEAD LOCATIONS TO ACCOMMODATE NEW CEILING AND PARTITION LAYOUT FOR NEW RESIDENTIAL SPACE ON 12TH FLOOR. TOTAL SPRINKLERS IN THIS PROJECT: 46.
PP20200723282 | 23-JUL-20 | 1148 |  | MONTGOMERY | ST |  | ISSUED | 27-JUL-20 | AURA FIRE SAFETY INC | RENEW APPLICATION # FIRE SPRINKLER INSPECTION PP2019208011.
PMW20200723192 | 23-JUL-20 | 347 |  | GRANT | AV |  | ISSUED | 23-JUL-20 | SCHMITT HEATING CO INC | WORK CATEGORY: 5M; INSPECTION SERVICES FOR 3 - SUPPLY OUTLETS IN CONJUNCTION WITH BUILDING DEPARTMENT PERMIT 202001313307.
PW20200723182 | 23-JUL-20 | 650 |  | CALIFORNIA | ST | 0 | COMPLETE | 28-JUL-20 | ANDERSON ROWE & BUCKLEY INC. | WORK CATEGORY: 4PB; AR&B 19-243 - FIRE SPRINKLER TI ON THE 31ST FLOOR. RELOCATE (2) FIRE SPRINKLER HEADS
PW20200723203 | 23-JUL-20 | 1 |  | SEWARD | ST |  | COMPLETE | 30-JUL-20 | JOSEPH TINSLEY PLUMBING | WORK CATEGORY: 1P; HOUSE TRAP REPLACEMENT
PM20200723280 | 23-JUL-20 | 401 |  | 28TH | ST |  | COMPLETE | 29-JUL-20 | STUDIO 101 GENERAL BUILDING CONTRACTOR | REPLACE FURNACE.
PW20200723189 | 23-JUL-20 | 633 |  | FOLSOM | ST |  | ISSUED | 23-JUL-20 | ACCO ENGINEERED SYSTEMS INC. | WORK CATEGORY: 8P; BOILERS ARE INSTALLED IN THE L13 BOILER ROOMSERIAL NUMBERS:BOILER B-R-1: G-19-2074BOILER B-R-2: G-19-2176
PW20200723193 | 23-JUL-20 | 1242 |  | QUESADA | AV |  | ISSUED | 23-JUL-20 | ARB INC | WORK CATEGORY: 1P; GAS HOUSELINE EXT
PW20200723184 | 23-JUL-20 | 1284 |  | STANYAN | ST |  | ISSUED | 23-JUL-20 | O LEARY PLUMBING INC | WORK CATEGORY: 1P; INSTALLATION OF (2) SHOWER PANS.
PW20200723217 | 23-JUL-20 | 2742 |  | BAKER | ST |  | ISSUED | 23-JUL-20 | FIRE GUARD PROTECTION INC. | WORK CATEGORY: 4PA; INSTALL FIRE SPRINKLER SYSTEM IN ALL FLOORS PER NFPA 13R.
PP20200723283 | 23-JUL-20 | 1760 |  | CESAR CHAVEZ | ST |  | ISSUED | 30-JUL-20 | DAJANI CONSTRUCTION | UNIT J: INSTALL 3 HAND SINKS 1 MOP SINK AND 1 3 COMPARTMENT SINK A COMMERCIAL DISHWASHER A DUMP SINK AND A 2 COMPARTMENT PREP SINK.
PW20200723216 | 23-JUL-20 | 568 |  | FUNSTON | AV |  | ISSUED | 23-JUL-20 | SAN YI PLUMBING LTD. | WORK CATEGORY: 2PB; 3/12 BATHROOM KITCHEN SHOWER PAN WATER HEATER WASHER & DRYER .
PW20200723200 | 23-JUL-20 | 425 |  | MARKET | ST |  | ISSUED | 23-JUL-20 | INDOOR ENVIRONMENTAL SERVICES | WORK CATEGORY: 2PA; CAP OFF IN WALL EXISTING AND ADD SINKS ETC.
PW20200723187 | 23-JUL-20 | 3747 |  | JACKSON | ST |  | ISSUED | 23-JUL-20 | NORTH STAR PLUMBING & FIRE PROTECTION | WORK CATEGORY: 2PB; PROVIDE NEW WASTE AND VENT HOT AND COLD WATER AND GAS TO NEW BATH ROOM AND SHOWER PAN.
PP20200723277 | 23-JUL-20 | 1049 |  | GOLDEN GATE | AV |  | ISSUED | 27-JUL-20 | SUN LIGHT & POWER | BUILDING E: CLOSED LOOP SOLAR DOMESTIC HOT WATER SYSTEM WITH (4) HELIODYNE GOBI 410 ROOFTOP COLLECTORS AND (1) 240 GALLON STORAGE TANK
PW20200723202 | 23-JUL-20 | 362 |  | CAPP | ST |  | COMPLETE | 30-JUL-20 | A PLUMBING**SEENOTE** | WORK CATEGORY: 1P; INSTALLATION OF TWO NEW HAND SINKS
PMW20200723195 | 23-JUL-20 | 4627 |  | 19TH | ST |  | ISSUED | 23-JUL-20 | ASSOCIATED HEATING OF SF | WORK CATEGORY: 1M; CENTRAL HEATING SYSTEM INSTALLATION WATER HEATER FLUE
PMW20200723199 | 23-JUL-20 | 2259 |  | 24TH | AV |  | COMPLETE | 27-JUL-20 | ASSOCIATED HEATING OF SF | WORK CATEGORY: 1M; REPLACEMENT OF 1 LARGE FORCED AIR FURNACE WITH 2 SMALL FORCED AIR FURNACES.
PMW20200723198 | 23-JUL-20 | 2141 |  | LAKE | ST |  | ISSUED | 23-JUL-20 | OKELL'S FIREPLACE | WORK CATEGORY: 1M; INSTALL A DIRECT VENT GAS FIREPLACE PER MANUAL SPECS. GAS LINE BY OTHERS.
PW20200723183 | 23-JUL-20 | 5 |  | BALMY | ST |  | ISSUED | 23-JUL-20 | W L HICKEY SONS INC | WORK CATEGORY: 2PB; NEW UNDERGROUND SEWER MAIN AND WATER SERVICE WITH ADDED AREA DRAIN WITH TRAP PRIMER AND VENT.
PMW20200723196 | 23-JUL-20 | 1750 |  | PAGE | ST | 0 | ISSUED | 23-JUL-20 | APOLLO HEATING AND VENTILATING | WORK CATEGORY: 1M; WALL FURNACE REPLACEMENT
PP20200723273 | 23-JUL-20 | 1028 |  | MARKET | ST |  | ISSUED | 24-JUL-20 | A & B CONSTRUCTION | INSTALLATION OF NEW 10" COMBINED SEWER AND STORM DRAIN CONNECTION WITH TWO AIR VENT TRAPS IN SIDEWALK.
PW20200723185 | 23-JUL-20 | 1 |  | FRONT | ST |  | ISSUED | 23-JUL-20 | AYOOB & PEERY PLUMBING | WORK CATEGORY: 4PB; 23RD FLOOR: ADD (14) RELOCATE (123) AND PLUG (24) SPRINKLERS TO CONFORM WITH THE NEW WALL/CEILING LAYOUT OF THE TENANT IMPROVEMENT. JOB#: 20-626.
PMW20200723210 | 23-JUL-20 | 128 |  | JUANITA | WY |  | COMPLETE | 27-JUL-20 | ASTORGA CONSTRUCTION INC | WORK CATEGORY: 1M; REPLACE EXISTING FURNACE
PP20200723272 | 23-JUL-20 | 2769 |  | BRYANT | ST |  | ISSUED | 28-JUL-20 | DI VINE CONSTRUCTION | REMODEL KITCHEN IN KIND INCLUDES 1 STOVE 1 SINK AND 1 DISHWASHER.
PW20200723194 | 23-JUL-20 | 1246 |  | QUESADA | AV |  | ISSUED | 23-JUL-20 | ARB INC | WORK CATEGORY: 1P; GAS HOUSELINE EXT
PW20200723213 | 23-JUL-20 | 3975 |  | 19TH | ST |  | ISSUED | 23-JUL-20 | SAN YI PLUMBING LTD. | WORK CATEGORY: 2PA; REPLACE PLUMBING FIXTURE ONLY ON 31/2 BATHROOM KITCHEN AND FIREPLACE SHOWER PAN .
PMW20200723188 | 23-JUL-20 | 1176 |  | UNION | ST |  | COMPLETE | 28-JUL-20 | WARM SOLUTIONS / AMERICAN CHIMENY SVCS | WORK CATEGORY: 1M; INSTALLATION OF A DIRECT VENT GAS FIREPLACE WITH DIRECT VENT FLUE.
PW20200724235 | 24-JUL-20 | 1527 |  | JONES | ST |  | ISSUED | 24-JUL-20 | CARL BERGLUND PLUMBING | WORK CATEGORY: 2PA; REROUTE GAS LINE TO STOVE AND FURNACE.CONVERT TUB TO SHOWER (NEW VALVE AND DRAIN)INSTALL NEW LAVY AND TOILET USING EXISTING ROUGH IN DOWNSTAIRS BATHROOM.ROUGH IN LAUNDRY BOX IN DOWNSTAIRS HALLWAYNEW SHOWER VALVE AND DRAIN NEW TUB NEW LAVYS AND TOILET USING EXISTING ROUGH PLUMBING IN MASTER BATHROOM.
PP20200724292 | 24-JUL-20 | 1690 |  | BEACH | ST |  | FILED | 24-JUL-20 | PINEDA CONSTRUCTION | FINAL INSPECTION FEE FOR PP20180910703.
PP20200724297 | 24-JUL-20 | 1085 |  | SOUTH VAN NESS | AV | 0 | ISSUED | 27-JUL-20 | HALYARD INC (SEE NOTE) | RENOVATION OF 2 APARTMENTS: 208 301. NEW DISHWASHER AND WASHER/DRYER. RELOCATION OF KITCHEN PLUMBING. NEW PLUMBING AND FIXTURES AS NEEDED. RENEWAL FOR PP20190614723.
PP20200724300 | 24-JUL-20 | 701 |  | MINNESOTA | ST | 118 | ISSUED | 27-JUL-20 | VELERO INC | UNIT #118: INSTALLING A BATHTUB
PM20200724291 | 24-JUL-20 | 1483 |  | 19TH | AV |  | ISSUED | 27-JUL-20 | GMBC CONSTRUCTION INC | HVAC UNIT AND DUCKS
PW20200724239 | 24-JUL-20 | 960 |  | PINE | ST |  | ISSUED | 24-JUL-20 | C R REICHEL ENGINEERING | WORK CATEGORY: 8P; NEW DOMESTIC HOT WATER BOILER AND TWO DOMESTIC HOT WATER STORAGE TANKS. OLD BOILER WITH SERIAL NUMBER 942 B01 61360 HAS BEEN REMOVED.
PW20200724218 | 24-JUL-20 | 525 |  | MARKET | ST |  | ISSUED | 24-JUL-20 | GOLDEN GATE FIRE PROTECTION INC | WORK CATEGORY: 4PB; 20-159 RELOCATE 153 PENDANTS AND 85 UPRIGHTS ON THE 22ND FLOOR.RELOCATE 158 PENDANTS AND 86 UPRIGHTS ON THE 23RD FLOOR.RELOCATE 136 PENDANTS AND 79 UPRIGHTS ON THE 24TH FLOOR.
PW20200724220 | 24-JUL-20 | 311 |  | BANKS | ST |  | ISSUED | 24-JUL-20 | NORTH SOUTH PLUMBING INC. | WORK CATEGORY: 1P; WE ARE REMODELING AN EXISTING BATHROOM.
PW20200724241 | 24-JUL-20 | 2230 |  | JERROLD | AV |  | COMPLETE | 28-JUL-20 | BELLANTI PLUMBING INC | WORK CATEGORY: 8P; INSTALLATION OF NEW DOMESTIC HOT WATER BOILER WITH STORAGE TANK.
PW20200724224 | 24-JUL-20 | 450 |  | SUTTER | ST | 0 | ISSUED | 24-JUL-20 | BACON PLUMBING CO. INC. | WORK CATEGORY: 2PA; DEMO BFP. SUITE 2518. BPCI# 2576
PW20200724227 | 24-JUL-20 | 56 |  | LANDERS | ST |  | ISSUED | 24-JUL-20 | PAT'S PLUMBING | WORK CATEGORY: 2PA; REMODEL 2EXT BATHROOMSCHANGE OUT FIXTURES
PM20200724295 | 24-JUL-20 | 500 |  | FOLSOM | ST |  | ISSUED | 27-JUL-20 | CAREFREE TOLAND POOLS INC. | RENEW PERMIT # PM20190621953 FOR FINAL INSPECTION.
PMW20200724221 | 24-JUL-20 | 275 |  | 09TH | AV |  | ISSUED | 24-JUL-20 | BLAZE FIREPLACES OF NO CAL | WORK CATEGORY: 1M; INSTALLING ONE FIREPLACE
PW20200724242 | 24-JUL-20 | 3156 |  | CLAY | ST |  | ISSUED | 24-JUL-20 | R LOWY FIRE PROTECTION INC | WORK CATEGORY: 4PB; NEW FIRE SPRINKLER SYSTEM PER NFPA 13 AND UNDERGROUND SERVICE REFERENCE TO 202005087368
PW20200724236 | 24-JUL-20 | 2410 |  | 19TH | AV |  | COMPLETE | 28-JUL-20 | SUGAR BEAR PLUMBING | WORK CATEGORY: 1P; WATER MAIN SERVICE REPLACEMENT
PP20200724289 | 24-JUL-20 | 65 |  | DELLBROOK | AV |  | ISSUED | 27-JUL-20 | L C BUILDERS INC | KITCHEN AND TWO BATHROOMS REMODEL IN KIND. ALL WATER SUPPLY DRAIN LINE CONNECT TO EXISTING. TWO SHOWER PANS.
PW20200724222 | 24-JUL-20 | 83 |  | FARNSWORTH | LN |  | ISSUED | 24-JUL-20 | EAST WISH CONSTRUCTION INC | WORK CATEGORY: 1P; ADD 1 FULL BATHROOM WITH CURB LESS SHOWER 1 LAUNDRY ROOM.
PM20200724285 | 24-JUL-20 | 2944 |  | 22ND | ST |  | ISSUED | 27-JUL-20 | ALDY BUILDERS ALL PROFESSIONAL TRADES IN | CHANGE FAN TO A NEW FAN SAME LOCATION
PP20200724284 | 24-JUL-20 | 2944 |  | 22ND | ST | C | ISSUED | 27-JUL-20 | ALDY BUILDERS ALL PROFESSIONAL TRADES IN | CHANGE FROM BATHTUB TO WALK IN SHOWER CHANGE TOILET LOCATION KEEP SAME SINK LOCATION.
PW20200724226 | 24-JUL-20 | 185 |  | BERRY | ST |  | ISSUED | 24-JUL-20 | ACCO ENGINEERED SYSTEMS INC. | WORK CATEGORY: 11P; INSTALLATION OF (2) LAVATORIES (2) WATER CLOSETS (1) SERVICE SINK (1) CLINICAL SINK ON FIRST FLOOR. INSTALL VARIOUS FLOOR AND ROOF DRAINS.
PP20200724302 | 24-JUL-20 | 1525 |  | SILVER | AV |  | FILED | 24-JUL-20 | CCSF DPW-BBR STEAMFITTERS/PLUMBERS | FINAL INSPECTION TO PROCESS PERMIT TO OPERATE. DPW 1354747.
PP20200724296 | 24-JUL-20 | 2783 |  | DIAMOND | ST |  | ISSUED | 27-JUL-20 | BAY BUILDING STRUCTURES INC | RENEWAL OF PERMIT # PP20190415889 TO CONTINUE WITH COMPLETE PLUMBING SYSTEM INCLUDING UNDER GROUND WASTE VENT COLD HOT WATER GAS RADIANT HEAT BOILER AND (2) SHOWER PANS.
PP20200724293 | 24-JUL-20 | 39 |  | PAYSON | ST |  | FILED | 24-JUL-20 | GREEN BAY REMODELING INC | NEW P-TRAPS FOR SHOWER/SINK.NEW SHUT OFFS AND NEW SHOWER VALVE.
PW20200724233 | 24-JUL-20 | 695 |  | 03RD | ST |  | ISSUED | 24-JUL-20 | YES CONSTRUCTION | WORK CATEGORY: 6PA; INSTALL 3HANDSINKS ONE FLOOR SINKS ONE FLRRR
PW20200724237 | 24-JUL-20 | 1527 |  | YORK | ST |  | ISSUED | 24-JUL-20 | CARL BERGLUND PLUMBING | WORK CATEGORY: 2PA; REROUTE GAS LINE TO STOVE AND FURNACE.DOWNSTAIRS BATH : CONVERT TUB TO SHOWER WITH NEW DRAIN AND VALVE INSTALL NEW LAVY AND TOILET USING EXISTING ROUGH.ROUGH IN NEW LAUNDRY BOX IN DOWNSTAIRS HALLWAY UPSTAIRS BATHROOM:NEW SHOWER VALVE AND DRAIN NEW TUB WITH NEW VALVE AND DRAIN NEW LAVYS AND TOILET USING EXISTING ROUGH PLUMBING.
PM20200724288 | 24-JUL-20 | 522 |  | 29TH | AV | 0 | ISSUED | 27-JUL-20 | ZARC CONSTRUCTION INC | INSTALL NEW DUCTLESS MINI HEAT PUMP.
PW20200724232 | 24-JUL-20 | 655 |  | 10TH | AV |  | COMPLETE | 28-JUL-20 | NORTH SOUTH PLUMBING INC. | WORK CATEGORY: 2PA; WE ARE INSTALLING A NEW LAUNDRY SYSTEM IN THE GARAGE DRAIN WATER AND GAS.
PW20200724238 | 24-JUL-20 | 1333 |  | JONES | ST |  | ISSUED | 24-JUL-20 | C R REICHEL ENGINEERING | WORK CATEGORY: 8P; NEW DOMESTIC HOT WATER BOILERS. OLD BOILER WITH SERIAL NUMBER 780 D84 48777 AND 780 E84 44835 HAVE BEEN REMOVED.
PW20200724223 | 24-JUL-20 | 332 |  | MAGELLAN | AV |  | COMPLETE | 29-JUL-20 | NORTH SOUTH PLUMBING INC. | WORK CATEGORY: 1P; THIS PERMIT IS TO FINAL PERMIT PW20190826450.
PP20200724298 | 24-JUL-20 | 630 |  | VALENCIA | ST |  | FILED | 24-JUL-20 | CCSF DPW-BBR STEAMFITTERS/PLUMBERS | REPLACE EXISTING BOILER. DPW SD#1165828.
PW20200724234 | 24-JUL-20 | 3336 |  | OCTAVIA | ST |  | COMPLETE | 31-JUL-20 | PRIBUSS ENGINEERING INC | WORK CATEGORY: 11P; WW1600 - DISCONNECT AND REMOVE LEAKING AND REPAIRABLE BACKFLOW AND INSTALL NEW WATTS 009LF REDUCED PRESSURE BACKFLOW ON MAKE UP LINE ON BOILER.
PW20200724225 | 24-JUL-20 | 2861 |  | WEBSTER | ST |  | COMPLETE | 29-JUL-20 | EARTHQUAKE ENTERPRISES INC DBA HETHERING | WORK CATEGORY: 8P; REMOVE EXISTING HOT WATER BOILER AND REPLACE WITH NEW HOT WATER BOILER
PP20200724301 | 24-JUL-20 | 1040 |  | MINNESOTA | ST |  | FILED | 24-JUL-20 | CCSF DPW-BBR STEAMFITTERS/PLUMBERS | INSTALL NEW BOILER STEAM. DPW SD#1014026.
PW20200724219 | 24-JUL-20 | 25 |  | CAPP | ST |  | COMPLETE | 29-JUL-20 | BAY CITY PLUMBING | WORK CATEGORY: 1P; REPLACE FRESHAIR INLET/ HOUSE TRAP @ SIDEWALK CURB
PW20200724229 | 24-JUL-20 | 1545 |  | PINE | ST | 605 | ISSUED | 24-JUL-20 | NIGEL MULGREW PLUMBING INC. | WORK CATEGORY: 1P; KITCHEN: REMOVE AND REPLACE FAUCET BATHROOM: REMOVE AND RE-INSTALL TOILET SHOWER- WALL MOUNT VALVE WITH DIVERTER FOR HANDHELD AND FIXED SHOWERHEAD LAUNDRY: INSTALL FITROL 160 FILTER ON WASHER DRAIN
PW20200724230 | 24-JUL-20 | 1455 |  | 03RD | ST |  | COMPLETE | 29-JUL-20 | COSCO FIRE PROTECTION INC | WORK CATEGORY: 4PB; FIRE SPRINKLER TENANT IMPROVEMENT
PP20200724286 | 24-JUL-20 | 1301 |  | 16TH | ST |  | COMPLETE | 31-JUL-20 | FIREGUARD CORPORATION | PLUMBING INSTALLATION.
PW20200724231 | 24-JUL-20 | 685 |  | 16TH | AV |  | COMPLETE | 31-JUL-20 | JOSEPH TINSLEY PLUMBING | WORK CATEGORY: 1P; SEWER REPLACEMENT.
PW20200724228 | 24-JUL-20 | 1599 |  | OAK | ST |  | ISSUED | 24-JUL-20 | CARY WING PLUMBING & FIRE PROTECTION INC | WORK CATEGORY: 4PA; FIRE SPRINKLER FOR THE ADU
PP20200724294 | 24-JUL-20 | 331 |  | PARIS | ST |  | ISSUED | 30-JUL-20 | E & A BUILDERS | INSTALLATION OF A NEW GAS TANKLESS WATER HEATER IN THE NEW GARAGE. COST FOR THE JOB IS 3000 DOLLARS.
PP20200724287 | 24-JUL-20 | 522 |  | 29TH | AV | 0 | ISSUED | 27-JUL-20 | ZARC CONSTRUCTION INC | 1 BATHROOM REMODEL 1 SHOWER REPLACE EXISTING TOILET AND VANITY.
PW20200724240 | 24-JUL-20 | 1239 |  | ATHENS | ST |  | ISSUED | 24-JUL-20 | DALE PLUMBING INC. | WORK CATEGORY: 2PA; REPLACE EXISTING TANKLESS WATER HEATER. PRESSURE TEST GAS LINE. REPLACE 10FT APPROXIMATELY OF CAST IRON PIPE IN GARAGE. REPLACE APPROXIMATELY 30FT OF COPPER IN GARAGE.
PP20200724290 | 24-JUL-20 | 655 |  | BEACH | ST |  | ISSUED | 27-JUL-20 | TRANS BAY AIR | INSTALL 2-TON SPLIT SYSTEM HEATING PUMP TO SERVICE THE LEARNING CENTER. CONNECT TO (E) DUCTOWRK LOCATED ABOVE THE SHEETROCK CEILING.
PP20200724299 | 24-JUL-20 | 111 |  | BAY | ST |  | FILED | 24-JUL-20 | CCSF DPW-BBR STEAMFITTERS/PLUMBERS | INSTALL NEW BOILER STEAM. DPW SD#1378945.
PW20200725247 | 25-JUL-20 | 770 |  | 20TH | AV |  | ISSUED | 25-JUL-20 | PRECISION PLUMBING | WORK CATEGORY: 1P; REPLACE WATER MAIN
PW20200725245 | 25-JUL-20 | 1946 |  | CALIFORNIA | ST |  | COMPLETE | 29-JUL-20 | ACE PLUMBING & ROOTER | WORK CATEGORY: 1P; WATER LINE REPLACEMENT
PMW20200725243 | 25-JUL-20 | 787 |  | BRANNAN | ST |  | ISSUED | 25-JUL-20 | OCEAN AIR HEATING | WORK CATEGORY: 2M ; REPLACE EXISTING HEATER. HOOK UP TO EXISTING GAS ELECTRIC VENT FLUE AND THERMOSTAT WIRE.
PW20200725248 | 25-JUL-20 | 725 |  | GROVE | ST |  | ISSUED | 25-JUL-20 | POP PLUMBING INC. | WORK CATEGORY: 2PB; REPLACE 2" WATER MAIN PIPE. INSTALL PLUMBING FOR A FULL BATHROOM KITCHEN SINK AND GAS LINE FOR A STOVE AT GROUND FLOOOR
PMW20200725246 | 25-JUL-20 | 22 |  | SEMINOLE | AV |  | ISSUED | 25-JUL-20 | BARKER HEATING & AIR CONDITIONING LLC | WORK CATEGORY: 2M ; REMOVE AND REPLACE 80K 80% 3 TON UPFLOW FURNACE IN GARAGE.
PMW20200725244 | 25-JUL-20 | 289 |  | GOLD MINE | DR |  | COMPLETE | 30-JUL-20 | OCEAN AIR HEATING | WORK CATEGORY: 1M; ADD AIR CONDITIONING TO EXISTING FORCED AIR HEATING SYSTEM.
PW20200726249 | 26-JUL-20 | 3061 |  | 16TH | ST | 0 | ISSUED | 26-JUL-20 | OCCIDENTAL EXPRESS | WORK CATEGORY: 11P; RENEWAL OF EXPIRED PERMITS FOR FINAL INSPECTION: PP20180919015 PP2016093045 PP20150304552
PW20200726250 | 26-JUL-20 | 696 |  | 02ND | AV |  | COMPLETE | 30-JUL-20 | EVERLAST PLUMBING | WORK CATEGORY: 1P; OUTSIDE SEWER AND HOUSE TRAP
PMW20200726253 | 26-JUL-20 | 3121 |  | FOLSOM | ST |  | ISSUED | 26-JUL-20 | ZH MECHANICAL INC | WORK CATEGORY: 1M; RENEW MECHANICAL PERMIT PM20190425228 INSTALL NEW HYDRONIC HEAT SYSTEM AND VENT PIPE
PMW20200726251 | 26-JUL-20 | 21 |  | HAWKINS | LN |  | ISSUED | 26-JUL-20 | ZH MECHANICAL INC | WORK CATEGORY: 1M; RENEW MECHANICAL PERMIT PM20180326003 INSTALL TWO NEW FURNACE AND VENT PIPE
PMW20200726252 | 26-JUL-20 | 421 |  | POINT LOBOS | AV |  | ISSUED | 26-JUL-20 | ZH MECHANICAL INC | WORK CATEGORY: 1M; INSTALL NEW HYDRONIC HEAT SYSTEM AND VENT PIPE
PW20200727295 | 27-JUL-20 | 1117 |  | STANYAN | ST |  | ISSUED | 27-JUL-20 | INFINITY PLUMBING & ROOTER | WORK CATEGORY: 1P; SEWER HOUSE TRAP REPLACEMENT
PW20200727275 | 27-JUL-20 | 351 |  | HAYES | ST |  | ISSUED | 27-JUL-20 | ATLAS PLUMBING AND ROOTER | WORK CATEGORY: 1P; SEWER REPLACEMENT
PMW20200727273 | 27-JUL-20 | 444 |  | KANSAS | ST |  | COMPLETE | 31-JUL-20 | AIR PERFECTION HEATING & AIR CONDITION | WORK CATEGORY: 1M; INSTALLATION OF A DUCTLESS HEAT PUMP SYSTEM.
PP20200727307 | 27-JUL-20 | 863 |  | CLAYTON | ST |  | ISSUED | 30-JUL-20 | SGDM LLC | NEW PIPING DRAINAGE P-TRAPS VENTS TOILET BATHTUB/SHOWER KITCHEN SINK BATHROOM VANITY APPLICANCES HEATS WATER HEATER.
PW20200727264 | 27-JUL-20 | 1520 |  | GREEN | ST |  | COMPLETE | 30-JUL-20 | SDP PLUMBING INC DBA MR. ROOTER PLUMBING | WORK CATEGORY: 1P; NEW HOUSE TRAP AND SEWER LATERAL REPAIR
PP20200727324 | 27-JUL-20 | 240 |  | CUMBERLAND | ST |  | ISSUED | 28-JUL-20 | AXEL8 CONSTRUCTION | UNIT 304: KITCHEN AND BATHROOM REHABILITATION. INSTALL W/D IN EXISTING CLOSET.
PW20200727279 | 27-JUL-20 | 283 |  | 30TH | AV |  | ISSUED | 27-JUL-20 | ORAN PLUMBING CORP | WORK CATEGORY: 2PB; REMODEL TWO BATHROOMS UPSTAIRS NEW BATH DOWNSTAIRS NEW LAUNDRY
PP20200727321 | 27-JUL-20 | 1767 |  | 20TH | AV |  | FILED | 27-JUL-20 | ZEC & ROS PLUMBING INC | PLUMBING FOR 1 NEW BATH POWDER ROOM LAUNDRY RAIN WATER CATCH BASIN SUN SOIL WATER KITCHEN HYDRONIC HEATING FOR NEW ADDITION AND EXISTING HOUSE 3 ZONE.
PW20200727261 | 27-JUL-20 | 727 |  | 11TH | AV |  | ISSUED | 27-JUL-20 | EXPERT PLUMBING SOLUTIONS | WORK CATEGORY: 1P; BATHROOM REMODEL: TUB SHOWER TOILET DOUBLE SINKS
PMW20200727265 | 27-JUL-20 | 720 |  | 03RD | AV |  | ISSUED | 27-JUL-20 | TUCK AIRE HTG &AIR COND. CORPDBA ATLAS H | WORK CATEGORY: 1M; INSTALLATION OF YORK FURNACE/DUCTWORK
PP20200727304 | 27-JUL-20 | 1734 |  | NEWCOMB | AV |  | ISSUED | 28-JUL-20 | HERCULES BUILDERS | REMODEL BATHROOM & KITCHEN. NEW FIXTURES.
PP20200727308 | 27-JUL-20 | 1846 |  | 38TH | AV |  | FILED | 27-JUL-20 | YES GENERAL CONSTRUCTION BUILDER LLC | WATER MAIN LINE SERVICES (MITER TO HOUSE).
PW20200727271 | 27-JUL-20 | 415 |  | 17TH | AV |  | COMPLETE | 29-JUL-20 | ACE PLUMBING & ROOTER | WORK CATEGORY: 1P; SEWER REPAIR
PMW20200727283 | 27-JUL-20 | 429 |  | GRAND VIEW | AV |  | ISSUED | 27-JUL-20 | MARCUCCI HEATING AND AIR CONDITIONING IN | WORK CATEGORY: 1M; (2) DUCTED SPLITS AND DUCTWORK (HEAT PUMP).
PW20200727289 | 27-JUL-20 | 2089 |  | 10TH | AV |  | ISSUED | 27-JUL-20 | ANAYA TILE STONE INC | WORK CATEGORY: 1P; SHOWER PAN INSPECTION
PP20200727311 | 27-JUL-20 | 360 |  | SPEAR | ST |  | ISSUED | 29-JUL-20 | WALSCHON FIRE PROTECTION INC | 1) ADD (59) HARD DROP PENDENT SPRINKLERS TO OFFICE/CONFERENCE/HUDDLE ROOM. 2) ADD/MODIFY (3) UPRIGHT SPRINKLERS TO ACCOMMODATE NEW FULL HEIGHT WALLS. 3) NO SEISMIC UPGRADE IN AREA OF WORK.
PW20200727266 | 27-JUL-20 | 820 |  | LAGUNA | ST |  | ISSUED | 27-JUL-20 | CORNELY COMPANY | WORK CATEGORY: 8P; REMOVE AND REPLACE HYDRONIC BOILER SN# A93CJ0087
PM20200727312 | 27-JUL-20 | 845 |  | DUNCAN | ST |  | ISSUED | 31-JUL-20 | WESTERN CITY CONSTRUCTION CO | TO RENEW PM20190423157.
PW20200727262 | 27-JUL-20 | 947 |  | BUSH | ST | 0 | ISSUED | 27-JUL-20 | NEIGHBORHOOD PLUMBING | WORK CATEGORY: 2PA; BATHROOM KITCHEN AND LAUNDRY REMODEL. UNIT 419
PW20200727282 | 27-JUL-20 | 175 |  | PHELAN | AV |  | ISSUED | 27-JUL-20 | K Z TILE COMPANY | WORK CATEGORY: 1P; CERAMIC TILE SHOWER PAN INSTALLATION
PW20200727255 | 27-JUL-20 | 375 |  | 32ND | AV |  | ISSUED | 27-JUL-20 | ROUNTREE PLUMBING & HEATING INC. | WORK CATEGORY: 2PB; GROCERY STORE PLUMBING SYSTEM UNDERGROUND TOP OUT SEWER WATER GAS FLOOR SINKS
PW20200727296 | 27-JUL-20 | 37 |  | NAYLOR | ST |  | ISSUED | 27-JUL-20 | INFINITY PLUMBING & ROOTER | WORK CATEGORY: 1P; BATHROOM REMODEL
PW20200727288 | 27-JUL-20 | 451 |  | SANCHEZ | ST |  | ISSUED | 27-JUL-20 | JOSEPH TINSLEY PLUMBING | WORK CATEGORY: 1P; HOUSE TRAP REPLACEMENT
PW20200727280 | 27-JUL-20 | 1 |  | MONTGOMERY | ST |  | ISSUED | 27-JUL-20 | ACCO ENGINEERED SYSTEMS INC. | WORK CATEGORY: 11P; REMOVE AND REPLACE FAILED BACKFLOW DEVICE VALVEREMOVED DEVICE 1/2" WILKENS 975XL RP SERIAL # W252906
PW20200727281 | 27-JUL-20 | 8 |  | MISSION | ST |  | ISSUED | 27-JUL-20 | K Z TILE COMPANY | WORK CATEGORY: 1P; CERAMIC TILE SHOWER PAN INSTALLATION
PP20200727326 | 27-JUL-20 | 54 |  | SATURN | ST |  | ISSUED | 27-JUL-20 | NERLAND BUILDING AND RESTORATION | KITCHEN REMODEL.
PW20200727259 | 27-JUL-20 | 470 |  | 23RD | AV | 0 | COMPLETE | 29-JUL-20 | NORTH STAR PLUMBING & DEVELOPMENT INC | WORK CATEGORY: 4PA; PROVIDE NEW BACKFLOW CHECK AND SHUT OFF VALVE AND FINAL FIRE SPRINKLER SYSTEM.
PP20200727328 | 27-JUL-20 | 3101 |  | MISSION | ST |  | ISSUED | 28-JUL-20 | SUN LIGHT & POWER | ADDIN HYBRID SOLAR THERMAL WATER HEATING COMPONENT TO EXISTING PV SOLAR SYSTEM.
PP20200727315 | 27-JUL-20 | 2421 |  | GREENWICH | ST |  | ISSUED | 30-JUL-20 | H & BO CONSTRUCTION INC. | REMODEL (E)KITCHEN BATHROOM . ADD A NEW BATHROOM ADD A WASHER AND DRYER. ONE TANKLESS WTER HEATER.
PW20200727291 | 27-JUL-20 | 155 |  | JACKSON | ST |  | ISSUED | 27-JUL-20 | SAN FRANCISCO PLUMBING CO | WORK CATEGORY: 1P; REMODELING 2 BATHROOMS + 1 KITCHEN
PW20200727263 | 27-JUL-20 | 201 |  | 03RD | ST |  | COMPLETE | 30-JUL-20 | ANDERSON ROWE & BUCKLEY INC. | WORK CATEGORY: 4PB; ARB 20-043 - FIRE SPRINKLER PRE-ACTION REMOVAL. TRANSFER DRY PIPE SYSTEM TO WET-PIPEWALL LAYOUT AND CEILING TO REMAIN
PP20200727314 | 27-JUL-20 | 300 |  | GROVE | ST | 0 | ISSUED | 28-JUL-20 | J M PACIFIC BAY PLUMBING INC | REFERENCE PP20200106445. PERMIT TO REPLACE BOILER AND REMOVE BOILER.
PW20200727278 | 27-JUL-20 | 525 |  | MARKET | ST |  | ISSUED | 27-JUL-20 | PRIBUSS ENGINEERING INC | WORK CATEGORY: 5P; JC4998 - 2ND FLOOR MOTHERS ROOM: FURNISH AND INSTALL (1) SINK AND FAUCET (1) TANKLESS ELECTRIC WATER HEATER AND (1) LEAK DETECTION UNIT.
PP20200727325 | 27-JUL-20 | 1560 |  | SACRAMENTO | ST | 0 | ISSUED | 28-JUL-20 | AXEL8 CONSTRUCTION | INSTALL W/D AND BATHROOM REMODEL
PW20200727269 | 27-JUL-20 | 55 |  | GREENWOOD | AV |  | ISSUED | 27-JUL-20 | FIVE STAR PLUMBING & ROOTER | WORK CATEGORY: 1P; WATER MAIN REPLACEMENT FROM METER TO HOME
PW20200727258 | 27-JUL-20 | 556 |  | SANCHEZ | ST |  | ISSUED | 27-JUL-20 | NORTH STAR PLUMBING & DEVELOPMENT INC | WORK CATEGORY: 2PB; PROVIDE NEW WASTE AND VENT HOT AND COLD WATER AND GAS FOR TWO UNIT ANS SHOWER PANS
PM20200727329 | 27-JUL-20 | 10 |  | NOBLES | AL |  | ISSUED | 30-JUL-20 | CARY WING PLUMBING & FIRE PROTECTION INC | INSTALL FURNACE.
PP20200727327 | 27-JUL-20 | 177 |  | GUTTENBERG | ST |  | ISSUED | 29-JUL-20 | LAU MAN CONSTRUCTION | REMODEL KITCHEN & BATHROOM. ADD 1 FULL BATHROOM ON 2/F.
PMW20200727293 | 27-JUL-20 | 2255 |  | TARAVAL | ST |  | ISSUED | 27-JUL-20 | AIR ZONE MECHANICAL | WORK CATEGORY: 3MA; INSTALL FURNACE DUCT AND PVC FLUE DRYER VENT KITCHEN VENT FOR 10 UNITS
PP20200727313 | 27-JUL-20 | 845 |  | DUNCAN | ST |  | ISSUED | 31-JUL-20 | WESTERN CITY CONSTRUCTION CO | TO RENEW PP20190423155.
PW20200727284 | 27-JUL-20 | 511 |  | WEBSTER | ST |  | ISSUED | 27-JUL-20 | RAZO PLUMBING | WORK CATEGORY: 3PA; BATHROOM KITCHEN AND LAUNDRY REMODEL PLUS ADDING A NEW BATHROOM CONNECTING TO EXISTING WATER HEATER.
PW20200727294 | 27-JUL-20 | 58 |  | CAMEO | WY |  | ISSUED | 27-JUL-20 | FAHERTY PLUMBING | WORK CATEGORY: 1P; REMODEL 2 BATHROOMS REPLACE FIXTURES IN KIND
PW20200727274 | 27-JUL-20 | 832 |  | VALLEJO | ST | 0 | ISSUED | 27-JUL-20 | SHEDRICK THE PLUMBER | WORK CATEGORY: 2PA; INSTALL WASHER AND DRYER ROUGH-IN /FINISH
PM20200727309 | 27-JUL-20 | 1846 |  | 38TH | AV |  | FILED | 27-JUL-20 | YES GENERAL CONSTRUCTION BUILDER LLC | REPLACE FURNACE.
PW20200727285 | 27-JUL-20 | 2120 |  | BROADWAY | * |  | ISSUED | 27-JUL-20 | BELLANTI PLUMBING INC | WORK CATEGORY: 1P; NEW WATER SERVICE INSTALL.
PP20200727305 | 27-JUL-20 | 260 |  | AMBER | DR |  | ISSUED | 28-JUL-20 | SAFE STEP WALK-IN TUB COMPANY INC. | REPLACE EXISTING TUB WITH WALK IN TUB.
PP20200727322 | 27-JUL-20 | 168 |  | CONCORD | ST |  | ISSUED | 31-JUL-20 | WESTERN CITY CONSTRUCTION CO | TO RENEW PP20171211063.
PMW20200727268 | 27-JUL-20 | 2154 |  | 30TH | AV |  | ISSUED | 27-JUL-20 | A A HEATING AND A/C | WORK CATEGORY: 1M; REPLACE EXISTING FURNACE 80% AT THE GARAGE
PM20200727323 | 27-JUL-20 | 168 |  | CONCORD | ST |  | ISSUED | 31-JUL-20 | WESTERN CITY CONSTRUCTION CO | TO RENEW PM20171211064.
PW20200727272 | 27-JUL-20 | 1236 |  | SUTTER | ST |  | ISSUED | 27-JUL-20 | JADE PLUMBING COMPANY INC | WORK CATEGORY: 2PA; INSTALL ONE BATHROOM AND ONE KITCHEN SINK ON MAZZANINE FLOOR
PMW20200727277 | 27-JUL-20 | 100 |  | VAN NESS | AV |  | ISSUED | 27-JUL-20 | ACCO ENGINEERED SYSTEMS INC. | WORK CATEGORY: 1M; THE REMOVAL AND REPLACEMENT OF A WATER SOURCE HEAT PUMP MODEL NO. WCCW4015 SERVING APARTMENT 2009
PMW20200727267 | 27-JUL-20 | 281 |  | NEVADA | ST |  | ISSUED | 27-JUL-20 | A A HEATING AND A/C | WORK CATEGORY: 1M; INSTALL 96% FURNACE AT THE GARAGE
PP20200727319 | 27-JUL-20 | 26 |  | STAPLES | AV |  | ISSUED | 28-JUL-20 | KASAS BUILDERS INC | KITCHEN AND HALLWAY BATHROOM REMODELING. ADD NEW FULL BATH. REPLACE WATER HEATER AND FURNACE.
PMW20200727276 | 27-JUL-20 | 16 |  | 25TH NORTH | AV |  | ISSUED | 27-JUL-20 | AIR PERFECTION HEATING & AIR CONDITION | WORK CATEGORY: 1M; INSTALLATION OF A SINGLE ZONE HEAT PUMP SYSTEM.
PW20200727260 | 27-JUL-20 | 2222 |  | LEAVENWORTH | ST |  | ISSUED | 27-JUL-20 | NEIGHBORHOOD PLUMBING | WORK CATEGORY: 2PA; 2 BATHROOM KITCHEN AND LAUNDRY REMODEL. UNIT 204
PP20200727317 | 27-JUL-20 | 329 |  | PROSPECT | AV |  | ISSUED | 29-JUL-20 | H & BO CONSTRUCTION INC. | REMODEL BATHROOM. CONVERT BATHTUB TO SHOWER.
PP20200727320 | 27-JUL-20 | 651 |  | NOE | ST |  | ISSUED | 28-JUL-20 | JACK STRONG PLUMBING & BUILDING SERVICES | TO COMPLY WITH C/N UNDER PP20190227532 ITEM 5 FOR ON-DEMAND WATER HEATER.
PP20200727306 | 27-JUL-20 | 626 |  | MISSION BAY BLVD NORTH | BL |  | COMPLETE | 30-JUL-20 | GC FIRE SYSTEM SERVICES | ENTENDING EXISTING SPRINKLER SYSTEM PENDENTS. PLEASE SEE SPRINKLER APPLICATION APPROVED # 201910114339.
PW20200727297 | 27-JUL-20 | 780 |  | ELIZABETH | ST |  | ISSUED | 27-JUL-20 | ALLIANCE PLUMBING WORKS INC | WORK CATEGORY: 2PB; NEW PLUMBING AS PER PLAN
PW20200727254 | 27-JUL-20 | 1879 |  | CHURCH | ST |  | ISSUED | 27-JUL-20 | JOE WATTERSON PLUMBING | WORK CATEGORY: 1P; CHANGE FIXTURES IN BATHROOM AND KITCHEN
PW20200727286 | 27-JUL-20 | 1198 |  | VALENCIA | ST |  | ISSUED | 27-JUL-20 | FAULT LINE PLUMBING INC | WORK CATEGORY: 11P; REPLACEMENT OF 6 DOMESTIC BACKFLOW PREVENTERS
PP20200727316 | 27-JUL-20 | 240 |  | CUMBERLAND | ST |  | ISSUED | 28-JUL-20 | AXEL8 CONSTRUCTION | UNIT 210: KITCHEN AND BATHROOM REHABILITATION. INSTALL W/D IN EXISTING CLOSET.
PM20200727318 | 27-JUL-20 | 329 |  | PROSPECT | AV |  | ISSUED | 29-JUL-20 | H & BO CONSTRUCTION INC. | ADD NEW FURNACE 40 000 BTU IN GARAGE
PW20200727292 | 27-JUL-20 | 1426 |  | 12TH | AV |  | ISSUED | 27-JUL-20 | SAN FRANCISCO PLUMBING CO | WORK CATEGORY: 1P; SEWER LATERAL & HOUSE TRAP.
PMW20200727298 | 27-JUL-20 | 28 |  | NEBRASKA | ST |  | ISSUED | 27-JUL-20 | COMFORT ZONE HEATING & AIR CONDITIONING | WORK CATEGORY: 1M; INSTALLED FURNACE
PW20200727257 | 27-JUL-20 | 1170 |  | HARRISON | ST |  | ISSUED | 27-JUL-20 | NORTH STAR PLUMBING & FIRE PROTECTION | WORK CATEGORY: 2PB; PROVIDE NEW WASTE AND VENT HOT AND COLD WATER AND GAS FOR THREE BATH ROOM.
PW20200727287 | 27-JUL-20 | 1591 |  | 45TH | AV |  | ISSUED | 27-JUL-20 | KEARNEY PLUMBING | WORK CATEGORY: 1P; BATHROOM REMODEL IN KIND ROUGH IN AND TRIM OUT SINK TOILET AND SHOWER
PW20200727256 | 27-JUL-20 | 2601 |  | NORIEGA | ST |  | COMPLETE | 28-JUL-20 | IN & OUT DRAIN CLEANING INC. | WORK CATEGORY: 2PB; SEWER LINE REPLACEMENT FROM HOUSE CONNECTION
PW20200727290 | 27-JUL-20 | 79 |  | NORTON | ST |  | ISSUED | 27-JUL-20 | JOSEPH TINSLEY PLUMBING | WORK CATEGORY: 1P; SEWER AND HOUSE TRAP REPLACEMENT
PMW20200727270 | 27-JUL-20 | 291 |  | GEARY | ST | 0 | ISSUED | 27-JUL-20 | WESTERN ALLIED MECHANICAL INC. | WORK CATEGORY: 5M; PROVIDE VENTILATION TO OFFICE SPACES BY USING OPERABLE WINDOWS.
PW20200728308 | 28-JUL-20 | 108 |  | 11TH | AV |  | ISSUED | 28-JUL-20 | AMALFI TILE AND MARBLE | WORK CATEGORY: 1P; 1 SHOWER PAN 1ST FLOOR
PW20200728301 | 28-JUL-20 | 56 |  | BADGER | ST |  | ISSUED | 28-JUL-20 | WESTGATE PLUMBING | WORK CATEGORY: 2PA; PLUMBING FOR 4 BATHROOMS 1 KITCHEN AND ONE LAUNDRY. THIS PERMIT IS FOR THE COMPLETION OF EXISTING PERMIT #PW20200616198 OBTAIN BY OTHER.
PW20200728307 | 28-JUL-20 | 1025 |  | POST | ST |  | ISSUED | 28-JUL-20 | FAULT LINE PLUMBING INC | WORK CATEGORY: 1P; REPLACE TANKLESS WATER HEATER FOR ONE UNIT.
PMW20200728306 | 28-JUL-20 | 2290 |  | 03RD | ST | 0 | ISSUED | 28-JUL-20 | HYDRONICS INC. | WORK CATEGORY: 2M ; FINAL BOILER INSPECTION.
PP20200728332 | 28-JUL-20 | 1473 |  | FRANCISCO | ST |  | ISSUED | 29-JUL-20 | PAUL TOTTERDELL INC | 2 BATHOOMS AND KITCHEN REMODEL. GAS LINE FOR FIREPLACE INSERT.
PP20200728334 | 28-JUL-20 | 114 |  | BRIGHT | ST |  | ISSUED | 31-JUL-20 | BAIRES CONSTRUCTION INC | RELOCATE GASLINE FOR STOVE NEW SHOWER PAN EXISTING KITCHEN (HOT & COLD WATER) UPDATE THE PIPES AND DRAIN/VENT PIPES. EXISTING BATHROOM AND MASTER BATHROOM (HOT/COLD WATER) UPDATE THE PIPES AN DRAIN/VENT PIPES.
PW20200728320 | 28-JUL-20 | 340 |  | CHESTNUT | ST |  | ISSUED | 28-JUL-20 | SKAATES CANEPA INC | WORK CATEGORY: 2PB; REINSTATING PERMIT # PW20191216911 INSTALL NEW PLUMBING FIXTURES IN BATHROOMS KITCHEN LAUNDRY NEW SEWER AND WATER
PW20200728329 | 28-JUL-20 | 450 |  | WEST PORTAL | AV |  | ISSUED | 28-JUL-20 | ORAN PLUMBING CORP | WORK CATEGORY: 1P; REPLACE SEWER AT REAR OF PROPERTY TO HOUSE TRAP AT REAR OF PROPERTY
PMW20200728327 | 28-JUL-20 | 783 |  | TERESITA | BL |  | ISSUED | 28-JUL-20 | MARCUCCI HEATING AND AIR CONDITIONING IN | WORK CATEGORY: 1M; REPLACING FURNACE IN GARAGE AND DUCT WORK. ALSO A WATER HEATER
PMW20200728325 | 28-JUL-20 | 1090 |  | DOLORES | ST |  | ISSUED | 28-JUL-20 | AIR FLOW PRO'S | WORK CATEGORY: 1M; INSTALLATION OF 80% EFFICIENT FURNACE
PW20200728319 | 28-JUL-20 | 2319 |  | 17TH | AV |  | ISSUED | 28-JUL-20 | HEISE'S PLUMBING | WORK CATEGORY: 1P; REPLACE WATER HEATER
PW20200728310 | 28-JUL-20 | 48 |  | POPE | ST |  | ISSUED | 28-JUL-20 | ADVANCED PLUMBING AND DRAIN INC | WORK CATEGORY: 1P; BATHROOM REMODEL
PW20200728326 | 28-JUL-20 | 2121 |  | WEBSTER | ST | 707 | ISSUED | 28-JUL-20 | THE LUNT MARYMOR CO. INC. | WORK CATEGORY: 2PA; ROUGH PLUMING TOP OUT OF CONDO
PMW20200728321 | 28-JUL-20 | 200 |  | WALNUT | ST |  | ISSUED | 28-JUL-20 | SKAATES CANEPA INC | WORK CATEGORY: 1M; SUPPLY AND RETURN FOR HEATING SYSTEM
PW20200728302 | 28-JUL-20 | 654 |  | CHENERY | ST |  | ISSUED | 28-JUL-20 | ROS PLUMBING | WORK CATEGORY: 2PA; INSTALL RADIANT HEAT IN NEW ADDITION INSTALL PEX IN JOIST BAYS INSTALL ONE BOILER INSTALL 1 THERMOSTAT INSTALL FLUE
PP20200728333 | 28-JUL-20 | 75 |  | HOWARD | ST |  | ISSUED | 29-JUL-20 | SUN LIGHT & POWER | CLOSED LOOP SOLAR DOMESTIC HOT WATER SYSTEM WITH (79) ROOF TOP COLLECTORS AND (2) 2500 GALLON STORAGE TANKS.
PW20200728322 | 28-JUL-20 | 4010 |  | 21ST | ST |  | ISSUED | 28-JUL-20 | JOSEPH TINSLEY PLUMBING | WORK CATEGORY: 1P; GAS LINE REPLACEMENT.
PP20200728340 | 28-JUL-20 | 1816 |  | LAKE | ST |  | ISSUED | 30-JUL-20 | DUFFIN CONSTRUCTION | RENEW OR EXTEND PP20161219577 FOR FINAL INSPECTION.
PW20200728318 | 28-JUL-20 | 1755 |  | PINE | ST | 0 | ISSUED | 28-JUL-20 | PANHANDLE PLUMBING | WORK CATEGORY: 2PB; PLUMBING REPAIRS AND RELOCATIONS TO ALLOW FOR STRUCTURAL DETAILS RELATED TO BUILDING PERMIT #201909111336
PW20200728330 | 28-JUL-20 | 101 |  | CALIFORNIA | ST |  | ISSUED | 28-JUL-20 | AYOOB & PEERY PLUMBING | WORK CATEGORY: 5P; 44TH FL: ROUGH-IN AND TRIM DCW: WELLNESS ROOM; (1) SK (1) FCT (1) EWH (1) LEAK DETECTION: HUB PANTRY; (1) SK (1) FCT (2) EWH (2) WATER DISPENSER (1) DW CONNECTION (1) AG W/ TRAP PRIMER (1) WATER FILTER (1) BACKFLOW PREVENTER (1) ESPRESSO MAKER (1) CM (1) IM (1) LEAK DETECTION: HALLWAY; (1) DF: (1) CONDENSATE DRAIN FOR HVAC: MEN/WOMEN RR; (4) LAV (4) FCT (4) SD (2) UR (6) WC: JOB #20-037
PP20200728338 | 28-JUL-20 | 2263 |  | SACRAMENTO | ST |  | ISSUED | 31-JUL-20 | CASTLE BUILDER CO | INSTALL NEW PLUMBING FOR ENTIRE BUILDING WITH NEW HOT/COLD LINE GAS LINE AND NEW BOILER. ALSO REMOVE BOILER. WORK AT KITCHENS KITCHENETTES & BATHROOMS W/ TOTAL OF 29 SOWER PANS REF PA #201810304558 & MEP PA #201911056450
PM20200728339 | 28-JUL-20 | 2263 |  | SACRAMENTO | ST |  | ISSUED | 31-JUL-20 | CASTLE BUILDER CO | INSTALL ALL NEW DUCT PIPE FOR THE BATHROOM FAN BOILER AND ENTIRE BUILDING. REF BPA # 201804045454 & MEP PA #201911056450.
PW20200728311 | 28-JUL-20 | 18 |  | SHOTWELL | ST |  | ISSUED | 28-JUL-20 | SAEHAN FIRE PROTECTION INC | WORK CATEGORY: 4PA; OVERHEAD AUTOMATIC FIRE SPRINKLER SYSTEM INSTALLATION PER APPROVED PLANS
PP20200728342 | 28-JUL-20 | 3254 | 3264 | 23RD | ST | 0 | FILED | 28-JUL-20 | BLACKLINE CONSTRUCTION | UNIT 1-6: THIS IS WITH ASSOCIATED BUILDING PERMIT # 2020-0613-8719. REPLACE 4 TOILETS 3 BATH SINKS & FAUCETS 3 BATHTUBS 5 GAS RANGES 3 GAS WALL HEATERS & 6 KITCHEN SINKS & FAUCETS.
PP20200728330 | 28-JUL-20 | 1522 |  | BUSH | ST |  | ISSUED | 29-JUL-20 | WALSCHON FIRE PROTECTION INC | 1) INSTALLATION OF NEW FIRE SPRINKLER SYSTEM IN ACCORDANCE WITH THE REQUIREMENTS OF NFPA13 2016 2) INSTALLATION OF (2) FDC ONE LOCATED IN AUSTIN ST AND SECOND LOCATED IN BUSH ST. 3) INSTALL OF NEW BACK FLOW INSIDE BUILDING LOCATED NEAR AUSTIN ST. 4) PUC TO CONNECT INTO EXISTING CITY MAIN FOR NEW FIRE PROTECTION UNDERGROUND. 5) WALSCHON FIRE TO RUN NEW 6" PIPE FROM THE GATE VALVE INTO THE BUILDING.
PW20200728317 | 28-JUL-20 | 1730 |  | BRODERICK | ST | 4 | ISSUED | 28-JUL-20 | HEISE'S PLUMBING | WORK CATEGORY: 1P; FINAL INSPECTION FOR KITCHEN
PW20200728332 | 28-JUL-20 | 303 |  | 02ND | ST |  | ISSUED | 28-JUL-20 | BAYLINE MECHANICAL INC | WORK CATEGORY: 5P; MAKE CORE RESTROOMS ADA COMPLIANT AS PER PRINT.
PW20200728300 | 28-JUL-20 | 225 |  | 11TH | AV | 0 | COMPLETE | 29-JUL-20 | ROS PLUMBING | WORK CATEGORY: 1P; PERMIT TO CLOSE OUT OPEN PERMITS PLUMBING PW 2019 06 17804 HEATING PW 2019 07 02187FINAL JOB
PW20200728305 | 28-JUL-20 | 3730 |  | WEBSTER | ST |  | COMPLETE | 30-JUL-20 | ARS INC. DBA RESCUE ROOTER | WORK CATEGORY: 1P; REPLACE SEWER LATERAL TO CITY TRAP.
PW20200728333 | 28-JUL-20 | 1771 |  | 20TH | AV |  | ISSUED | 28-JUL-20 | COASTAL TILE & CONSTRUCTION INC | WORK CATEGORY: 1P; INSTALL 1 SHOWER PAN LINER
PMW20200728299 | 28-JUL-20 | 26 |  | MARVEL | CT |  | ISSUED | 28-JUL-20 | ACW MECHANICAL OF NO CA/CONTRA COSTA HEA | WORK CATEGORY: 2M ; REPLACE FURNACE IN EXISTING LOCATION WITH EXISTING DUCTS ELECTRICAL AND FLUE
PW20200728328 | 28-JUL-20 | 4348 |  | 24TH | ST |  | ISSUED | 28-JUL-20 | JOE WATTERSON PLUMBING | WORK CATEGORY: 1P; FINAL PLUMBING
PMW20200728323 | 28-JUL-20 | 4059 |  | 19TH | ST | 0 | ISSUED | 28-JUL-20 | AIR FLOW PRO'S | WORK CATEGORY: 1M; CHANGEOUT FURNACE A/C INSTALL
PP20200728341 | 28-JUL-20 | 1455 |  | CUSTER | AV |  | FILED | 28-JUL-20 | AZUL WORKS INC. | INSTALL NEW 6" VCP SEWER LATERAL AND CLEANOUT.
PP20200728337 | 28-JUL-20 | 275 |  | VALDEZ | AV |  | FILED | 28-JUL-20 | SUPERB BUILDERS INC | REFERENCE TO PERMITS PP201811268978 PP 20190328446 TO OBTAIN FINAL INSPECTIONS ALL ROUGH INSPECTIONS PASSED.
PW20200728316 | 28-JUL-20 | 237 |  | LEAVENWORTH | ST |  | COMPLETE | 30-JUL-20 | COOPER AND HAWKINS INCORPORATED | WORK CATEGORY: 11P; INSPECTION FOR DECOMMISSIONING BACKFLOW PREVENTERWE HAD BOILER DECOMMISSIONED INSPECTOR SUGGESTED ALSO DECOMMISSIONING BACKFLOW SINCE IT GOES WITH THIS BOILER
PW20200728324 | 28-JUL-20 | 2121 |  | WEBSTER | ST | 701 | ISSUED | 28-JUL-20 | THE LUNT MARYMOR CO. INC. | WORK CATEGORY: 2PA; TENANT IMPROVEMENTS BUILD OUT
PW20200728313 | 28-JUL-20 | 85 |  | ANZAVISTA | AV |  | ISSUED | 28-JUL-20 | ARB INC | WORK CATEGORY: 1P; GAS HOUSELINE EXT
PP20200728331 | 28-JUL-20 | 1785 |  | SAN JOSE | AV |  | ISSUED | 29-JUL-20 | ALPHA CONSTRUCTION CO | RENEW THE PERMIT PP20190308815 FOR FINAL INSPECTION.
PW20200728331 | 28-JUL-20 | 303 |  | 02ND | ST |  | ISSUED | 28-JUL-20 | BAYLINE MECHANICAL INC | WORK CATEGORY: 5P; INSTALL 4 GENDER NEUTRAL BATHROOMS 2 PANTRIES 1 MOTHERS ROOM SINK AND 1 DRINKING FOUNTAIN
PW20200728312 | 28-JUL-20 | 200 |  | BRANNAN | ST | 424 | ISSUED | 28-JUL-20 | BATTALION ONE FIRE PROTECTION | WORK CATEGORY: 4PA; ADD RELOCATE OR DEMOLISH SPRINKLER HEADS AS REQUIRED BY TENANT IMPROVEMENT. EXISTING SYSTEM TO REMAIN. REF. 2019-0920-2293
PW20200728304 | 28-JUL-20 | 575 |  | ARGONAUT | AV |  | COMPLETE | 30-JUL-20 | ROS PLUMBING | WORK CATEGORY: 1P; INSTALL NEW BOILER REMOVE OLD BOILER INSTALL NEW WALL HUNG BOILERINSTALL NEW FLUE
PP20200728336 | 28-JUL-20 | 281 |  | NEVADA | ST |  | FILED | 28-JUL-20 | BARAHONA BROTHERS CONSTRUCTION INC. | PERMIT RENEWAL PP20190605459.
PW20200728315 | 28-JUL-20 | 75 |  | ANZAVISTA | AV |  | ISSUED | 28-JUL-20 | ARB INC | WORK CATEGORY: 1P; GAS HOUSELINE EXT
PW20200728303 | 28-JUL-20 | 918 |  | HAIGHT | ST |  | ISSUED | 28-JUL-20 | PAGCO CONSTRUCTION INC. | WORK CATEGORY: 2PA; REMODEL BATHROOMS AND REPLACE KITCHEN FAUCET AND SINK.
PW20200728309 | 28-JUL-20 | 1290 |  | 12TH | AV |  | ISSUED | 28-JUL-20 | MADDEN PLUMBING LLC | WORK CATEGORY: 4PA; PROVIDE SPRINKLER COVERAGE THROUGHOUT FIRST FLOOR AND GARAGE AT 1290 12TH AVE INCLUDES UNDERGROUND
PW20200728314 | 28-JUL-20 | 760 |  | UNION | ST |  | ISSUED | 28-JUL-20 | RENSTROM PLMBG & HEATING | WORK CATEGORY: 1P; 2 - NEW GAS LINES TO NEW FURNACES
PP20200729352 | 29-JUL-20 | 1234 |  | JONES | ST |  | ISSUED | 30-JUL-20 | AXEL8 CONSTRUCTION | UNIT 14: KITCHEN AND BATHROOM REHABILITATION. INSTALL W/D IN EXISTING CLOSET.
PW20200729346 | 29-JUL-20 | 1250 |  | TENNESSEE | ST |  | ISSUED | 29-JUL-20 | D P W INC. | WORK CATEGORY: 5P; WORK TO BE DONE ON THE GROUND FLOOR: 2 SINGLE RESTROOMS: 2 WC 2 LAVATORY SINKS. 1 BREAKROOM SINK 1 JANITORS SINK AND FAUCET 1 DRINKING FOUNTAIN 1 MOP SINK/FAUCET @ MEP STORAGE.
PM20200729353 | 29-JUL-20 | 2060 |  | UNION | ST | 7 | FILED | 29-JUL-20 | MISTER CHIMNEY CLEANING DBA NOVA FIREPLA | INSTALL DIRECT VENT GAS FIREPLACE AND VENTING. GAS LINE + POWER BY OTHER.
PW20200729339 | 29-JUL-20 | 35 |  | ANZAVISTA | AV |  | ISSUED | 29-JUL-20 | ARB INC | WORK CATEGORY: 1P; GAS HOUSELINE EXT
PW20200729356 | 29-JUL-20 | 188 |  | HOOPER | ST |  | ISSUED | 29-JUL-20 | CITY MECHANICAL INC | WORK CATEGORY: 8P; INSTALLATION OF (4) BOILERS INSTALLED BY OTHERS.
PW20200729345 | 29-JUL-20 | 129 |  | FAIR OAKS | ST |  | ISSUED | 29-JUL-20 | ACE PLUMBING & ROOTER | WORK CATEGORY: 1P; SEWER REPAIR
PW20200729337 | 29-JUL-20 | 55 |  | ANZAVISTA | AV |  | ISSUED | 29-JUL-20 | ARB INC | WORK CATEGORY: 1P; GAS HOUSELINE EXT
PW20200729358 | 29-JUL-20 | 2042 |  | GREENWICH | ST |  | ISSUED | 29-JUL-20 | ACE PLUMBING & ROOTER | WORK CATEGORY: 1P; SEWER REPAIR
PW20200729334 | 29-JUL-20 | 301 |  | BRYANT | ST | 602 | ISSUED | 29-JUL-20 | PAT'S PLUMBING | WORK CATEGORY: 1P; CHANGING OUT KITCHEN SINK AND INSTALLING NEW STOVE
PW20200729335 | 29-JUL-20 | 747 |  | FRONT | ST |  | ISSUED | 29-JUL-20 | D P W INC. | WORK CATEGORY: 5P; WORK TO BE DONE ON THE GROUND FLOOR: 1- BREAKROOM SINK 1-MOTHERS ROOM SINK 1- COFFEE LOUNGE SINK RE-WORK EXISTING RESTROOM ROUGH FOR NEW FIXTURES. CONDENSATE TO 1 FAN COIL UNIT BY OTHERS.
PP20200729348 | 29-JUL-20 | 463 |  | BRUNSWICK | ST |  | FILED | 29-JUL-20 | HOMEOWNER'S PERMIT | FINAL INSPECTION FOR MY KITCHEN REMODELING. SINCE WE ADDED A COUNTERTOP WE HAD STOP THE WATER. THE INSPECTOR SAID WE NEED A PLUMBING PERMIT BECAUSE WE ADDED A COUNTERTOP AND TURN ON AND OFF THE WATER. WE DIDN'T DO ANY OTHER PLUMBING WORK BESIDES TURNING ON/OFF THE WATER. HE JUST WANTS TO PLUMBING INSPECTOR TO CHECK THAT THE WATER IS RUNNING OKAY IN THE KITCHEN.
PW20200729359 | 29-JUL-20 | 133 |  | SHIPLEY | ST |  | ISSUED | 29-JUL-20 | ROTO-ROOTER SEWERS | WORK CATEGORY: 1P; RE-ROUTING EXISTING 4" WATER SUPPLY AND RETURN
PP20200729359 | 29-JUL-20 | 541 |  | BRIGHT | ST |  | ISSUED | 30-JUL-20 | SAFE STEP WALK-IN TUB COMPANY INC. | REMOVE EXISTING TUB INSTALL NEW WALK-IN TUB.
PW20200729342 | 29-JUL-20 | 699 |  | FOLSOM | ST |  | ISSUED | 29-JUL-20 | BAY AREA BACKFLOW INC | WORK CATEGORY: 2PA; REPLACE EXISTING FIRE SERVICE DOUBLE CHECK BACKFLOW PREVENTION ASSEMBLY WITH A NEW USC-APPROVED DOUBLE CHECK BACKFLOW PREVENTION ASSEMBLY. STRAIGHT EXCHANGE ON EXISTING PIPING IN EXISTING LOCATION. NO MODIFICATION TO EXISTING PIPING.
PW20200729367 | 29-JUL-20 | 147 |  | 04TH | AV |  | ISSUED | 29-JUL-20 | CREATIVE TILE AND MARBLE INC | WORK CATEGORY: 1P; WATERPROOFING SHOWER PAN WITH A CHLORALLOY MEMBRANE
PP20200729349 | 29-JUL-20 | 575 |  | 15TH | AV |  | ISSUED | 30-JUL-20 | SAFE STEP WALK-IN TUB COMPANY INC. | REMOVE EXISTING TUB INSTALL NEW WALK IN TUB.
PW20200729361 | 29-JUL-20 | 335 |  | DIAMOND | ST |  | ISSUED | 29-JUL-20 | DROUET PLUMBING | WORK CATEGORY: 1P; FINAL INSPECTION
PP20200729350 | 29-JUL-20 | 256 |  | THERESA | ST |  | ISSUED | 30-JUL-20 | ACHIEVE REMODELING | INSTALL PLUMBING FOR PROPOSED NEW 2ND FLOOR BATHROOM.
PW20200729369 | 29-JUL-20 | 1981 |  | PACIFIC | AV |  | ISSUED | 29-JUL-20 | ARCH PLUMBING INC | WORK CATEGORY: 2PA; INSTALLATION OF GAS LINE FOR FIRE PITINSTALLATION OF FLOOR DRAIN
PP20200729346 | 29-JUL-20 | 2218 |  | WASHINGTON | ST | 0 | ISSUED | 30-JUL-20 | O'REILLY TILE DESIGN INC | INSTALL 1 SHOWE RPAN.
PW20200729344 | 29-JUL-20 | 1718 |  | BURROWS | ST |  | ISSUED | 29-JUL-20 | STAN PLUMBING | WORK CATEGORY: 2PA; UP GRADE BATHROOM. SHOWER TOILET DOUBLE LAVY.INSTALL SHOWER PAN.
PW20200729370 | 29-JUL-20 | 181 |  | BARTLETT | ST | 0 | ISSUED | 29-JUL-20 | CJ PLUMBING | WORK CATEGORY: 2PA; FOR UNIT 2REMODEL BATHROOM AND KITCHEN. ADD 1 WASHER AND DRYER.
PW20200729366 | 29-JUL-20 | 1910 |  | 30TH | AV |  | ISSUED | 29-JUL-20 | ACE PLUMBING & ROOTER | WORK CATEGORY: 1P; SEWER REPAIR
PP20200729351 | 29-JUL-20 | 2567 |  | GREEN | ST |  | ISSUED | 30-JUL-20 | SAFE STEP WALK-IN TUB COMPANY INC. | REMOVE EXISTING TUB INSTALL NEW WALK-IN TUB.
PW20200729352 | 29-JUL-20 | 416 |  | MONTEREY | BL |  | COMPLETE | 30-JUL-20 | J & K PLUMBING AND ROOTER **SEE NOTES** | WORK CATEGORY: 2PA; UNIT 418- EXISTING WATER HEATER PLUMBING INSPECTION UNIT 416- EXISTING WATER HEATER PLUMBING INSPECTION- PLUMBING INSPECTION FOR REMODELED KITCHEN AND 1 FULL BATH AND 1/2 BATH
PP20200729343 | 29-JUL-20 | 637 |  | MASONIC | AV |  | ISSUED | 31-JUL-20 | AC AND COMPANY | INSTALLING NEW SHOWER PAN.
PP20200729360 | 29-JUL-20 | 240 |  | ST JOSEPHS | AV |  | FILED | 29-JUL-20 | HOLLAND BROOKS BUILDERS INC | REMODEL EXISTING KITCHEN AND BATH-LIKE FOR LIKE. ADD STACKED VENTLESS WASHER AND DRYER IN EXISTING CLOSET.
PMW20200729373 | 29-JUL-20 | 2 |  | BYRON | CT |  | ISSUED | 29-JUL-20 | ZH MECHANICAL INC | WORK CATEGORY: 1M; RENEW MECHANICAL PERMIT PM20190604398 INSTALL TWO NEW FURNACE AND VENT PIPE
PP20200729357 | 29-JUL-20 | 1222 |  | HAWES | ST |  | ISSUED | 30-JUL-20 | STEVEN HARRIS GLORIT PLUMB CON. | KITCHEN REMODEL
PW20200729340 | 29-JUL-20 | 25 |  | ANZAVISTA | AV |  | ISSUED | 29-JUL-20 | ARB INC | WORK CATEGORY: 1P; GAS HOUSELINE EXT
PP20200729347 | 29-JUL-20 | 4150 |  | 17TH | ST | 8 | FILED | 29-JUL-20 | ZEUS CONSTRUCTION CORP. | BATHROOM REMODEL: 1 SHOWER PAN MEMBRANE 1 VANITY.
PP20200729362 | 29-JUL-20 | 1438 |  | GREEN | ST | 6 | FILED | 29-JUL-20 | GOLDEN STATE MARBLE & GRANITE INC. | KITCHEN SINK AND REFRIGERATOR. MASTER AND HALL BATHROOMS. REFER TO PA #202007290918
PW20200729347 | 29-JUL-20 | 3926 |  | MISSION | ST |  | ISSUED | 29-JUL-20 | A & M PLUMBING | WORK CATEGORY: 1P; INSTALL ONE TREE COMPARTMENT SINK INSTALL ONE HAND SINK & ONE FLOOR DRAIN
PW20200729336 | 29-JUL-20 | 65 |  | ANZAVISTA | AV |  | ISSUED | 29-JUL-20 | ARB INC | WORK CATEGORY: 1P; GAS HOUSELINE EXT
PW20200729354 | 29-JUL-20 | 1128 |  | MARKET | ST |  | ISSUED | 29-JUL-20 | CITY MECHANICAL INC | WORK CATEGORY: 11P; REMOVAL OF THREE BACKFLOW DEVICES DUE TO DECOMMISSIONING OF BOILER CHILLER & COOLING TOWER.
PP20200729355 | 29-JUL-20 | 599 |  | 45TH | AV |  | ISSUED | 30-JUL-20 | SAFE STEP WALK-IN TUB COMPANY INC. | REMOVE EXISTING TUB INSTALL NEW WALK-IN TUB.
PW20200729374 | 29-JUL-20 | 333 |  | HILL | ST |  | ISSUED | 29-JUL-20 | ARGYRIS PLUMBING | WORK CATEGORY: 1P; REMODEL BATHROOM ON SECOND FLOOR.
PW20200729338 | 29-JUL-20 | 45 |  | ANZAVISTA | AV |  | ISSUED | 29-JUL-20 | ARB INC | WORK CATEGORY: 1P; GAS HOUSELINE EXT
PW20200729372 | 29-JUL-20 | 1853 |  | 24TH | AV |  | ISSUED | 29-JUL-20 | ALL POINT SOLUTIONS PLUMBING CO. | WORK CATEGORY: 1P; REMOVE EXISTING WATER HEATER. INSTALL NAVIEN NAVIEN TANKLESS WATER HEATER. RUN NEW 3/4" GAS LINE FROM 1" MAIN LINE.
PW20200729362 | 29-JUL-20 | 444 |  | BATTERY | ST |  | ISSUED | 29-JUL-20 | AYOOB & PEERY PLUMBING | WORK CATEGORY: 4PB; LEVEL 1: PROVIDE WATER SUPPLY RISER CONTROL STATION AND (1) SPRINKLER FOR FUTURE EXPANSION OF SPRINKLER SYSTEM. JOB#: 18-758
PW20200729349 | 29-JUL-20 | 3001 |  | 24TH | ST |  | ISSUED | 29-JUL-20 | WESTATES MECHANICAL CORP INC | WORK CATEGORY: 4PB; FIRE SPRINKLER HANGERS INSPECTION
PW20200729348 | 29-JUL-20 | 34 |  | MAPLE | ST |  | ISSUED | 29-JUL-20 | O LEARY PLUMBING INC | WORK CATEGORY: 2PB; RENEW EXPIRED PLUMBING PERMIT #PW20190626046.
PW20200729351 | 29-JUL-20 | 1716 |  | QUESADA | AV |  | ISSUED | 29-JUL-20 | DUNNE PLUMBING | WORK CATEGORY: 2PA; REIPE 2 BATHROOMS AND 1 LAUNDRY ROOM
PW20200729341 | 29-JUL-20 | 1015 |  | WASHINGTON | ST | 0 | ISSUED | 29-JUL-20 | ARB INC | WORK CATEGORY: 1P; GAS HOUSELINE EXT
PW20200729371 | 29-JUL-20 | 462 |  | FILBERT | ST | 0 | ISSUED | 29-JUL-20 | CITY FIRE PROTECTION | WORK CATEGORY: 4PB; PROVIDE FIRE SPRINKLER SYSTEM FOR GROUND ADU AND EGRESS PATH AND NEW UNDERGROUND FIRE SERVICE PER NFPA 24
PW20200729357 | 29-JUL-20 | 88 |  | KEARNY | ST |  | ISSUED | 29-JUL-20 | PRIBUSS ENGINEERING INC | WORK CATEGORY: 5P; JC4976 - 11TH FLOOR - (1) BREAKROOM SINK WITH APPLIANCE WATER LINES AND (1) BACKFLOW (1) MOTHERS SINK (4) LAVATORIES (5) WATER CLOSETS AND (1) URINAL.
PP20200729356 | 29-JUL-20 | 263 |  | MADISON | ST |  | ISSUED | 30-JUL-20 | M A MARINI CONSTRUCTION | BRING PLUMBING TO CODE FOR KITCHEN REMODEL AS NEEDED.
PW20200729363 | 29-JUL-20 | 277 |  | 27TH | ST | 0 | ISSUED | 29-JUL-20 | GARIBALDI PLUMBING COMPANY INC | WORK CATEGORY: 1P; ADDENDUM TO PERMIT # PW20200416085
PW20200729365 | 29-JUL-20 | 43 |  | MOLIMO | DR |  | ISSUED | 29-JUL-20 | MICHAEL RANGEL'S PLUMBING | WORK CATEGORY: 2PA; INSTALL PLUMBING FOR 2 BATHROOMS 1 KITCHEN 1 LAUNDRY
PMW20200729353 | 29-JUL-20 | 147 |  | LAIDLEY | ST |  | ISSUED | 29-JUL-20 | J W HANSON HEATING AND AIR | WORK CATEGORY: 1M; INSTALL MITSUBISHI HEAT PUMP HVAC SYSTEM. THIS IS AN ADDENDUM FOR ORIGINAL PERMIT #PMW20181030647 WHICH HAS EXPIRED DUE TO LENGTH OF JOB IN ORDER TO GET OUR FINAL INSPECTION.
PW20200729360 | 29-JUL-20 | 1755 |  | 27TH | AV |  | ISSUED | 29-JUL-20 | JOSEPH TINSLEY PLUMBING | WORK CATEGORY: 1P; SEWER REPLACEMENT
PMW20200729355 | 29-JUL-20 | 555 |  | 04TH | ST | 813 | ISSUED | 29-JUL-20 | INFINIUM AIR INC | WORK CATEGORY: 1M; INSTALL TOTAL OF TWO DUCTED FAN COIL UNITS (MINI SPLIT) WITH ONE OUTDOOR HEAT PUMP UNIT.
PP20200729344 | 29-JUL-20 | 2460 |  | LARKIN | ST | 0 | ISSUED | 30-JUL-20 | MAVEN MAINTENANCE INC | UNIT 5: MOVE GAS LINE FOR STOVE. REPLACE SHOWER MIXER. INSTALL NEW TOILET. INSTALL NEW ANGEL STOPS AND P-TRAP.
PP20200729354 | 29-JUL-20 | 1234 |  | JONES | ST |  | ISSUED | 30-JUL-20 | AXEL8 CONSTRUCTION | UNIT 6: KITCHEN AND BATHROOM REHABILITATION. INSTALL W/D IN EXISTING CLOSET.
PM20200729345 | 29-JUL-20 | 334 |  | 19TH | AV |  | ISSUED | 31-JUL-20 | CARY WING PLUMBING & FIRE PROTECTION INC | LEGALIZE FURNACE
PW20200729368 | 29-JUL-20 | 4660 |  | 19TH | ST |  | COMPLETE | 31-JUL-20 | KEARNEY PLUMBING | WORK CATEGORY: 1P; 2 SHOWER PANS
PW20200729364 | 29-JUL-20 | 372 |  | CRESTA VISTA | DR |  | ISSUED | 29-JUL-20 | GARIBALDI PLUMBING COMPANY INC | WORK CATEGORY: 1P; ADDENDUM TO PERMIT # PW20200310618 FINAL INSPECTION
PW20200729343 | 29-JUL-20 | 1533 |  | MCALLISTER | ST | 0 | ISSUED | 29-JUL-20 | O'CONNOR PLUMBING & FIRE PROTECTION | WORK CATEGORY: 1P; TO OBTAIN FINAL INSPECTION FOR LOWER UNITS A & B (TCO)
PW20200729350 | 29-JUL-20 | 75 |  | SAN ANSELMO | AV |  | ISSUED | 29-JUL-20 | GAGNE BROS. DBA BENJAMIN FRANKLIN PLUMBI | WORK CATEGORY: 1P; INSTALLING TANKLESS WATER HEATER.
PP20200729361 | 29-JUL-20 | 17 |  | CHATTANOOGA | ST |  | ISSUED | 30-JUL-20 | OTTO MILLER DEVELOPMENT INC | UNITS 17-19. TOTAL REMODEL DOWN TO STUD ON 3 UNITS UNDER PERMIT 201902203304. TOTAL OF 6 BATHS 3 KITCHENS 3 WASHER/DRYER. ADU PERMIT # 201703171687 1 BATH 1 KITCHEN AND 1 WASHER/DRYER.
PP20200729358 | 29-JUL-20 | 785 |  | COLE | ST |  | ISSUED | 31-JUL-20 | AURA FIRE SAFETY INC | FIRE SPRINKLERS. RENEWAL PERMIT # PP20190514760.
PW20200730393 | 30-JUL-20 | 2232 |  | WEBSTER | ST |  | ISSUED | 30-JUL-20 | CALIFORNIA TILE & STONE | WORK CATEGORY: 1P; INSTALLING 3 SHOWER PANS.
PW20200730387 | 30-JUL-20 | 555 |  | SAN JOSE | AV |  | ISSUED | 30-JUL-20 | R L H FIRE PROTECTION INC | WORK CATEGORY: 4PB; FINAL.
PW20200730401 | 30-JUL-20 | 3233 |  | JACKSON | ST | 3 | ISSUED | 30-JUL-20 | PROMPT PLUMBING SERVICES | WORK CATEGORY: 2PA; REMODELING MASTER BATHROOM.REPLACING FIXTURES TO A FULL BATHROOM INCLUDING BATHTUB TOIELT AND SINK.
PW20200730398 | 30-JUL-20 | 1420 |  | CARROLL | AV |  | ISSUED | 30-JUL-20 | ARB INC | WORK CATEGORY: 1P; GAS HOUSE LINE EXT
PW20200730376 | 30-JUL-20 | 899 |  | HOWARD | ST |  | ISSUED | 30-JUL-20 | DEMAKAS PLUMBING & HEATING INC | WORK CATEGORY: 2PA; DRAIN REPLACEMENT
PMW20200730417 | 30-JUL-20 | 31 |  | ALADDIN | TR |  | ISSUED | 30-JUL-20 | ZH MECHANICAL INC | WORK CATEGORY: 1M; INSTALL NEW HYRONIC HEAT SYSTEM AND VENT PIPE
PW20200730396 | 30-JUL-20 | 2383 |  | 44TH | AV |  | ISSUED | 30-JUL-20 | ARB INC | WORK CATEGORY: 1P; GAS HOUSELINE EXT
PW20200730405 | 30-JUL-20 | 719 |  | FILLMORE | ST | 0 | ISSUED | 30-JUL-20 | KEARNEY PLUMBING | WORK CATEGORY: 2PA; PLUMBING FOR TWO APARTMENTS ON THE BOTTOM FLOOR. ROUGH IN AND TRIM OUT 2 KITCHENS AND 2 BATHROOMS TIDY UP EXISTING PLUMBING. INSTALL TWO TANKLESS WATER HEATERS.
PM20200730375 | 30-JUL-20 | 1818 |  | 08TH | AV |  | FILED | 30-JUL-20 | LEE CONSTRUCTION | INSTALL NEW GAS FURNACE AND DUCTING.
PP20200730367 | 30-JUL-20 | 1624 |  | SACRAMENTO | ST |  | FILED | 30-JUL-20 | AXEL8 CONSTRUCTION | UNIT 1: KITCHEN AND BATHROOM REHABILITATION. INSTALL W/D IN EXISTING CLOSET.
PMW20200730391 | 30-JUL-20 | 757 |  | PANORAMA | DR |  | ISSUED | 30-JUL-20 | BLAZE FIREPLACES OF NO CAL | WORK CATEGORY: 1M; INSTALLING ONE FIREPLACE INSERT
PW20200730381 | 30-JUL-20 | 4117 |  | JUDAH | ST |  | ISSUED | 30-JUL-20 | GAGNE BROS. DBA BENJAMIN FRANKLIN PLUMBI | WORK CATEGORY: 1P; GAS LINE REPAIR
PW20200730390 | 30-JUL-20 | 361 |  | TURK | ST |  | ISSUED | 30-JUL-20 | CITY FRONT PLUMBING INC | WORK CATEGORY: 3PC; 144 RESIDENTIAL UNITS WITH RETAIL AND 1 AMENITY SPACE ON THE GROUND FLOOR. THE BUILDING INCLUDES WASTE WATER GAS STORM WATER SYSTEM AND DOMESTIC HOT WATER SYSTEM.
PW20200730383 | 30-JUL-20 | 100 |  | PINE | ST | 0 | ISSUED | 30-JUL-20 | K E P PLUMBING INC. | WORK CATEGORY: 5P; K E P 20-024 22ND FLOOR TOILET ROOM. ADJUST 1 TOILET CARRIER TO MEET ADA. REPLACE LAVATORY FIXTURES ONLY. REPLACE URINAL.
PW20200730377 | 30-JUL-20 | 699 |  | 08TH | ST |  | ISSUED | 30-JUL-20 | R L H FIRE PROTECTION INC | WORK CATEGORY: 4PB; ADD 1 FIRE SPRINKLER FOR NEW RESTROOM ON THE 4TH FLOOR.
PW20200730397 | 30-JUL-20 | 410 |  | PACIFIC | AV |  | ISSUED | 30-JUL-20 | FLOW MASTERS PLUMBING INC | WORK CATEGORY: 1P; 4 INCH BACKFLOW TEST AND 4 INCH MAIN TEST
PW20200730380 | 30-JUL-20 | 152 |  | SANTA MARINA | ST |  | ISSUED | 30-JUL-20 | DUGGAN PLUMBING INC | WORK CATEGORY: 1P; SEWER REPAIR
PMW20200730394 | 30-JUL-20 | 75 |  | MOUNTAIN SPRING | AV |  | ISSUED | 30-JUL-20 | SCHMITT HEATING CO INC | WORK CATEGORY: 1M; REPLACE 7 - EXISTING HEATING SYSTEMS WITH 3 - NEW MITSUBISHI HEAT PUMP SYSTEMS AND INSTALL 7 - NEW CONDENSATE DRAIN LINES.
PMW20200730411 | 30-JUL-20 | 2 |  | HENRY ADAMS | ST |  | ISSUED | 30-JUL-20 | ACCO ENGINEERED SYSTEMS INC. | WORK CATEGORY: 5M; FURNISH AND INSTALL A VRF SYSTEM FOR FLOORS 4 & 5
PP20200730363 | 30-JUL-20 | 1700 |  | BUSH | ST |  | ISSUED | 31-JUL-20 | HOLLAND BROOKS BUILDERS INC | UNIT 12: REMODEL KITCHEN AND BATH. ADD VENTLESS WASHER AND DRYER (STACKED) IN EXISTING CLOSET.
PP20200730370 | 30-JUL-20 | 725 |  | HYDE | ST | 0 | FILED | 30-JUL-20 | R. E. M. BOILER AND PLUMBING | WATER HEATER SERIAL # 1290003928 REPLACE WITH NEW WATER HEATER (156 000 BTU) BY OTHERS. FILE NECESSARY PLUMBING PERMIT FOR INSPECTION. PROVIDE NECESSARY PERMIT TO OPERATE WATER HEATER.
PP20200730376 | 30-JUL-20 | 1818 |  | 08TH | AV |  | FILED | 30-JUL-20 | LEE CONSTRUCTION | NEW DWV SYSTEM NEW HOT AND COLD SUPPLY LINES. NEW TANKLESS WATER HEATER.
PW20200730400 | 30-JUL-20 | 59 |  | POTOMAC | ST |  | ISSUED | 30-JUL-20 | MONARCH PLUMBING AND ROOTER INC | WORK CATEGORY: 2PB; UNDERGROUND ROUGH AND FINISH PLUMBING INSTALLATION. STORM DRAIN SYSTEM INSTALLATION.
PMW20200730378 | 30-JUL-20 | 2210 |  | 28TH | AV |  | ISSUED | 30-JUL-20 | ACW MECHANICAL OF NO CA/CONTRA COSTA HEA | WORK CATEGORY: 1M; REPLACE FURNACE IN ATTIC
PW20200730389 | 30-JUL-20 | 275 |  | 06TH | ST |  | ISSUED | 30-JUL-20 | ATLAS PLUMBING AND ROOTER | WORK CATEGORY: 1P; REPLACE SECTION OF SEWER INSIDE BUILDING SPOT REPAIR IN FRONT OF BUILDNG
PP20200730369 | 30-JUL-20 | 1112 |  | LARKIN | ST |  | FILED | 30-JUL-20 | R. E. M. BOILER AND PLUMBING | REPLACE HOT WATER BOILER SERIAL #932-095-27348 WITH NEW HOT WATER BOILER (399 000 BTU) SERIAL # C19299260.
PW20200730399 | 30-JUL-20 | 321 |  | 12TH | AV |  | ISSUED | 30-JUL-20 | PROMPT PLUMBING SERVICES | WORK CATEGORY: 2PA; PLUMBING IS REMODELING ONE FULL BATHROOM.
PW20200730409 | 30-JUL-20 | 380 |  | WAWONA | ST |  | ISSUED | 30-JUL-20 | PARKS PLUMBING INC | WORK CATEGORY: 2PB; ADDING DOWNSTAIRS BATHROOM AND POWDER ROOM. MOVING LAUNDRY AND WATER HEATER.
PMW20200730412 | 30-JUL-20 | 2 |  | HENRY ADAMS | ST |  | ISSUED | 30-JUL-20 | ACCO ENGINEERED SYSTEMS INC. | WORK CATEGORY: 5M; FURNISH AND INSTALL A VRF SYSTEM FOR FLOORS 4 AND 5
PW20200730418 | 30-JUL-20 | 522 |  | OAK | ST |  | ISSUED | 30-JUL-20 | M C PLUMBING | WORK CATEGORY: 1P; RE-LOCATE THE EXISTING HOSE BIBB NEAR MAIN ENTRY.
PW20200730403 | 30-JUL-20 | 196 |  | URBANO | DR |  | ISSUED | 30-JUL-20 | FIVE STAR PLUMBING & ROOTER | WORK CATEGORY: 1P; INSTALL SEWER LATERAL AND UNDERGROUND PLUMBING
PW20200730406 | 30-JUL-20 | 1707 |  | BRODERICK | ST |  | ISSUED | 30-JUL-20 | DENNY'S HOUSE OF PLUMBING | WORK CATEGORY: 2PA; TANKLESS WATER HEATER IN GARAGE AREA
PW20200730408 | 30-JUL-20 | 67 |  | JULES | AV |  | ISSUED | 30-JUL-20 | WESTGATE PLUMBING | WORK CATEGORY: 1P; SHOWER PAN INSPECTION.
PW20200730382 | 30-JUL-20 | 47 |  | JORDAN | AV |  | ISSUED | 30-JUL-20 | J COMPARAN PLUMBING INC | WORK CATEGORY: 2PA; PERMIT ON REFERENCE TO DBI BUILDING PERMIT #202007089838.ROUGH IN PLUMBING FOR 1 NEW BATHROOM WITH 2 VANITY SINKS 1 TOILET AND 1 SHOWER INSTALL OF HOT AND COLD WATER SUPPLY FOR FIXTURES.ROUGH IN 1 NEW GAS LINE FOR 1 FURNACE IN ATTIC.
PP20200730366 | 30-JUL-20 | 1601 |  | REVERE | AV |  | FILED | 30-JUL-20 | CJC MANAGEMENT GROUP INC. | BRING EXISTING WATER HEATER TO CODE PER NOV#201908182. EXISTING WATER HEATER DOES NOT HAVE T-P AND DISCHARGING TO EXTERIOR. INSTALL PROPER T-P RELIEF DISCHARGE LINE AND PAN DISCHARGE LINE TO EXTERIOR.
PMW20200730410 | 30-JUL-20 | 2 |  | HENRY ADAMS | ST |  | ISSUED | 30-JUL-20 | ACCO ENGINEERED SYSTEMS INC. | WORK CATEGORY: 5M; FURNISH AND INSTALL VRF SYSTEM FOR FLOORS 4 & 5.
PW20200730392 | 30-JUL-20 | 2020 |  | BROADWAY | * |  | ISSUED | 30-JUL-20 | SMELLY MEL'S PLUMBING INC | WORK CATEGORY: 1P; SEWER REPAIR
PM20200730373 | 30-JUL-20 | 127 |  | BEVERLY | ST |  | FILED | 30-JUL-20 | D3 CONSTRUCTION | INSTALL RADIANT HEATING.
PW20200730379 | 30-JUL-20 | 2285 |  | BROADWAY | * | 0 | ISSUED | 30-JUL-20 | ROS PLUMBING | WORK CATEGORY: 2PB; INSTALL ALL NEW PLUMBING FOR NEW 3 ADU UNIT INSTALL NEW UNDER GROUND PLUMBING FOR BATHROOMS AND KITCHENSINSTALL PIPING FOR LAUNDRY ROOM INSTALL FLOOR DRIANS INSTALL ALL NEW DWV PIPING
PW20200730415 | 30-JUL-20 | 5320 |  | DIAMOND HEIGHTS | BL | 101 | ISSUED | 30-JUL-20 | THE BACKFLOW PRO INC | WORK CATEGORY: 11P; REPLACE ONE (1) 2" SMR PVB WITH ONE (1) NEW 2" FEBCO LF825YA RP
PW20200730388 | 30-JUL-20 | 705 |  | BRODERICK | ST |  | ISSUED | 30-JUL-20 | O'CONNOR PLUMBING & FIRE PROTECTION | WORK CATEGORY: 1P; REMODEL EXISTING BATHROOM ALL FIXTURE INS SAME PLACE. PROVIDE STUB OUTS FOR FUTURE BATHROOM.
PW20200730385 | 30-JUL-20 | 2363 |  | 25TH | AV |  | ISSUED | 30-JUL-20 | ELECTRIC CURRENT CONSTRUCTION INC | WORK CATEGORY: 1P; PLUMBING FOR UPSTAIRS 2363 1 NEW BATHROOM
PP20200730364 | 30-JUL-20 | 1441 | 1445 | HYDE | ST | 0 | FILED | 30-JUL-20 | WATERS AND WATERS | RENEW PERMIT PP20190621954 FOR THE PURPOSE OF OBTAINING FINAL INSPECTION.
PW20200730395 | 30-JUL-20 | 45 |  | FREMONT | ST |  | ISSUED | 30-JUL-20 | R L H FIRE PROTECTION INC | WORK CATEGORY: 4PB; 26 RELOCATE PENDENT 6 ADD PENDENT 80 DELETED PENDENT AND RELOCATE 26 UPRIGHT SPRINKLERS.
PW20200730413 | 30-JUL-20 | 1550 |  | MISSION | ST |  | ISSUED | 30-JUL-20 | BAYWORKS PLUMBING | WORK CATEGORY: 2PA; RUN A NEW DWV FOR 3 WASHER MACHINES INSTALL NEW ELECTRIC WATER HEATER
PW20200730402 | 30-JUL-20 | 188 |  | HOOPER | ST |  | ISSUED | 30-JUL-20 | EGAN PLUMBING INC. | WORK CATEGORY: 8P; THE INSTALLATION OF TWO WATER HEATER BOILERS AND 2 TANK TYPE WATER HEATERS OVER 199 000 BTUS
PP20200730365 | 30-JUL-20 | 2089 |  | 10TH | AV |  | FILED | 30-JUL-20 | THE ALCAZAR PLUMBING COMPANY | REPLACE THE EXISTING SHOWER VALVE AND THE SHOWER PAN DRAIN TRAP WITH 12 OF 2" WASTE VENT THROUGHOUT.
PMW20200730375 | 30-JUL-20 | 400 |  | GROVE | ST | 401 | COMPLETE | 31-JUL-20 | M C L HEATING & AIR CONDITIONING INC | WORK CATEGORY: 1M; INSTALL MITSUBISHI DUCTED HEAT PUMP SYSTEM.
PP20200730371 | 30-JUL-20 | 685 |  | LAKEVIEW | AV |  | FILED | 30-JUL-20 | DAN GILLIES CONSTRUCTION SERVICES INC | WATER HEATER INSTALLATION GAS BRANCH TO FURNACE AND WATERHEATER RAINWATER DRAINAGE AT ROOF TO CODE.
PW20200730414 | 30-JUL-20 | 101 |  | SANTA CLARA | AV |  | ISSUED | 30-JUL-20 | THE BACKFLOW PRO INC | WORK CATEGORY: 11P; DEVICE REPLACED NEED TO ENTER AS REPLACED INTO CCAMS PORTAL.
PP20200730368 | 30-JUL-20 | 2121 |  | WEBSTER | ST | 804 | FILED | 30-JUL-20 | BAY POINT CONTROL INC DBA MARINA MECH | FURNISH AND INSTALL VRF SYSTEM IN PENTHOUSE WITH ASSOCIATED DUCKWORK AND GRILLES FURNISH AND INSTALL EXHAUST FANS WITH ASSOCIATED DUCTWORK AND GRILLES. AIR BALANCE CONTROLS INSTALLATION ISOLATION.
PP20200730372 | 30-JUL-20 | 127 |  | BEVERLY | ST |  | FILED | 30-JUL-20 | D3 CONSTRUCTION | AMEND DESCRIPTION TO PP20200311478: REMODEL GUEST BATHROOM AND ADD POWDER ROOM. REMODEL KITCHEN.
PMW20200730386 | 30-JUL-20 | 41 |  | MIRALOMA | DR |  | ISSUED | 30-JUL-20 | STATE SHEET METAL WORKSINC. | WORK CATEGORY: 1M; INSTALL NEW 95% HIGH EFFICIENCY FURNACE
PW20200730407 | 30-JUL-20 | 3902 |  | CLAY | ST |  | ISSUED | 30-JUL-20 | KEARNEY PLUMBING | WORK CATEGORY: 2PA; INSTALLATION OF RADIANT SYSTEM INSTALL RADIANT PIPING IN SLAB ON BOTTOM FLOOR AND IN JOIST BAYS IN UPPER LEVELS. INSTALLATION OF BOILER AND INDIRECT TANK IN MECHANICAL ROOM TAKE FLUE TO THE ROOF.
PP20200730374 | 30-JUL-20 | 1660 |  | BAY | ST |  | FILED | 30-JUL-20 | PLANNED ENVIRONMENTS INC | LANDSCAPE IRRIGATION BACKFLOW PREVENTOR.
PMW20200730416 | 30-JUL-20 | 1427 |  | 42ND | AV |  | ISSUED | 30-JUL-20 | OCEAN AIR HEATING | WORK CATEGORY: 1M; REPLACE EXISTING FURNACE IN GARAGE 1 NEW FURNACES IN SAME LOCATION.HOOK UP TO EXISTING DUCT WORK¿ BOOTS GAS ELECTRICAL. RUN NEW VENT FLUE AND CONDESATE DRAIN.
PW20200730384 | 30-JUL-20 | 2363 |  | 25TH | AV |  | ISSUED | 30-JUL-20 | ELECTRIC CURRENT CONSTRUCTION INC | WORK CATEGORY: 1P; PLUMBING FOR DOWNSTAIRS 2363A NEW ADU. 1 BATHROOM 1 KITCHEN.