## issued_permits
PERMIT NUMBER | APPLICATION_CREATION_DATE | DESCRIPTION | CONTRACTOR COMPANY | OCC | BLOCK | LOT | STNO | STREET | UNIT | FLOOR | CURRENT STAGE | CURRENT STAGE DATE
EW20150501901 | 2015-05-01 | MCKESSON - TI & LIFE SAFETY | MCMILLAN BROS ELECTRIC | C | 311 | 15 | 1 | POST ST |  | 19 | ISSUED | 2015-05-01
E201505018241 | 2015-05-01 | INSTALL ONE UFER GROUND 2 BATHROOM 2 BEDROOMS @ G/F: 10 LIGHTS 10 SWITCHES 18 RECEPTACLES. | LEI'S CONSTRUCTION CO | R | 2114 | 3 | 1937 | 20TH AV |  |  | ISSUED | 2015-05-01
EW20150501841 | 2015-05-01 | REPLACE ALL KNOB AND TUBE WIRING WITH ROMEX. 35 TOTAL OUTLETS | PAGCO CONSTRUCTIONINC. | R | 5327 | 30 | 1533 | NEWHALL ST |  | 1 | ISSUED | 2015-05-01
E201505018240 | 2015-05-01 | SOLAR: INSTALL 14 ROOF MOUNTED SOLAR PV 345W / MOD 1 INTERACTIVE INVERERS AT 5000 POWER RATING EACH 5.0KW TOTAL RATING. | LUMINALT ENERGY CORPORATION | R | 6549 | 71 | 1318 | CHURCH ST |  |  | COMPLETE | 2015-06-05
E201505018258 | 2015-05-01 | WITNESS TEST. | BAY ALARM COMPANY | C | 3637 | 23 | 2665 | MISSION ST |  |  | ISSUED | 2015-05-01
EW20150501861 | 2015-05-01 | FOR: AMERICAN ACADEMY OF COSMETIC DENTISTRY SHOW DATES: 5/6-9/2015 MOSCONE WEST HALL #322309 | FREEMAN DECORATING SERVICES INC | C | 3724 | 36 | 800 | HOWARD ST |  | 1 | COMPLETE | 2015-05-06
E201505018251 | 2015-05-01 | ALL FLOORS: INSTALLATIONOF NEW FIRE ALARM SYSTEM WITNESS TEST; REF BLDG PERMIT # 201505015145 | INTERNATIONAL FIRE INC | C | 6516 | 7 | 2868 | MISSION ST |  | ALL FLOORS | ISSUED | 2015-05-01
E201505018239 | 2015-05-01 | UNIT 2 - NEW ELELCTRICAL TO KITCHEN NEW LED RECESSED LIGHTING IN LIVING ROOMS AND KITCHEN - 15 LIGHTS 5 SWITCHES 9 RECEPTACLES FAN DISHWASHER GARBAGE DISPOSAL RANGE 2 SMOKE DETECTORS | LEGACY ELECTRIC | R | 1117 | 8 | 980 | BAKER ST |  |  | ISSUED | 2015-05-01
EW20150501801 | 2015-05-01 | 12 WORKSTATIONS FOR MODULAR PARTITIONS ONLY | SERVICE WEST | C | 3733 | 24 | 868 | FOLSOM ST |  | 1 | ISSUED | 2015-05-01
E201505018257 | 2015-05-01 | REWIRE UNITS: 2693-2695 200AMP SERVICE 3 METERS 72 LIGHTS 54 SWITCHES 72 RECEPTACLES 8 FANS 8 SMOKE DETECTORS 2 DISPOSAL. | HING WAH CONSTRUCTION INC | R | 4152 | 38 | 2693 | 22ND ST |  |  | ISSUED | 2015-05-01
EW20150501721 | 2015-05-01 | TO COMPLY WITH PHYSICAL INSPECTION REPORT AND ADDITION TO ELECTRICAL PERMIT EW20150226862 | MEGA ELECTRICAL WORKS | R | 6735 | 35 | 1159 | BOSWORTH ST |  | 1 | COMPLETE | 2015-05-01
E201505018234 | 2015-05-01 | REPLACE BATHROOM FAN. 1 FAN. | U S REMODELERS DBA U S HOME SERVICES | R | 1543 | 4 | 531 | ARGUELLO BL | 0 |  | ISSUED | 2015-05-01
E201505018253 | 2015-05-01 | UNIT 93 - KITCHEN AND BATHROOM REMODEL WITH WASHER AND DRYER - 10 LIGHTS 10 SWITCHES 7 RECEPTACLES FAN | B-SIDE INC. | R | 321 | 3 | 455 | HYDE ST |  |  | ISSUED | 2015-05-01
E201505018256 | 2015-05-01 | TENANT IMPROVEMENT - UPSTAIRS 2ND FLOOR OFFICES 1ST FLOOR OFFICES - 30 LIGHTS 15 SWITCHES 35 RECEPTACLES | CAMPBELL ELECTRIC | C | 3532 | 35 | 225 | VALENCIA ST |  |  | COMPLETE | 2015-06-08
E201505018262 | 2015-05-01 | REMOVE UNPERMITTED KITCHEN AND 1/F. | HUA GUANG CO | R | 5894 | 31 | 174 | MAYNARD ST |  |  | ISSUED | 2015-05-01
EW20150502101 | 2015-05-02 | NEW 4 UNIT BUILDING. 400AMP SERVICE WITH 5 METERS AND 5 SUB PANEL. ALL OUTLETS LIGHTS S/D D/P D/W GROUND WIRE IN SIDE CONCRETE FOUNDATION. | LAI'S E & H ELECTRIC INC. | R | 1179 | 024A | 1631 | MCALLISTER ST |  | 4 | ISSUED | 2015-05-02
EW20150504581 | 2015-05-04 | 350 CABLES; CEI LV JOB #15-4-14866-00 JS/DC 350 MISSION | CUPERTINO ELECTRIC INC. | C | 3710 | 17 | 350 | MISSION ST |  | 0 | ISSUED | 2015-05-04
EW20150504541 | 2015-05-04 | 800 CABLES; CEI LV JOB #14-4-14523-00 DC 201 FOLSOM DAS | CUPERTINO ELECTRIC INC. | R | 3746 | 3 | 201 | FOLSOM ST | 0 | 0 | ISSUED | 2015-05-04
EW20150504761 | 2015-05-04 | KITCHEN REWIRE | UNIACKE ELECTRIC | R | 1155 | 7 | 1526 | MCALLISTER ST |  | 3 | ISSUED | 2015-05-04
EW20150504441 | 2015-05-04 | 86 STATIONS FOR MODULAR PARTITIONS ONLY | SERVICE WEST | C | 3508 | 1 | 1355 | MARKET ST |  | 9 | ISSUED | 2015-05-04
EW20150504421 | 2015-05-04 | 192 STATIONS FOR MODULAR PARTITIONS ONLY | SERVICE WEST | C | 3508 | 1 | 1355 | MARKET ST |  | 8 | ISSUED | 2015-05-04
EW20150504401 | 2015-05-04 | REFERENCE ELECTRICAL PERMIT #E201504298185: REWIRE UNIT INSTALL ARC FAULT BREAKERS IN NEW PANEL - LIGHTS SWITCHES RECEPTACLES DISHWASHER GARBAGE DISPOSAL MICROWAVE RANGE 2 SMOKE DETECTORS | DI LUZIO INC. | R | 599 | 87 | 2040 | FRANKLIN ST | 1106 | 1106 | ISSUED | 2015-05-04
E201505048271 | 2015-05-04 | INSTALL 2 - 100A METER MAIN SERVICE. 6 CKTS. | CLE ELECTRIC | R | 4809 | 022A | 1451 | THOMAS AV |  |  | COMPLETE | 2015-05-06
EW20150504221 | 2015-05-04 | REPLACING THE FIRE ALARM SYSTEM ON A "LIKE-FOR-LIKE BASIS". ONE FACP; ONE ANNUNCIATOR (IN THE LOBBY); ONE PULL STATION: THREE SMOKE DETECTORS; AND THREE BELLS. | CENTURY ELECTRIC CONST | R | 217 | 26 | 1600 | LARKIN ST | 0 | 1 | COMPLETE | 2015-05-13
EW20150504681 | 2015-05-04 | INSTALL POLE LIGHTS IN GARDEN | K S ELECTRIC | C | 3610 | 36 | 544 | CAPP ST |  | 1 | ISSUED | 2015-05-04
E201505048305 | 2015-05-04 | REMOVE ILLEGAL WIRES IN BASEMENT AND CORRECTION. | YES CONSTRUCTION | R | 6090 | 17 | 583 | NAPLES ST |  |  | COMPLETE | 2015-05-06
E201505048295 | 2015-05-04 | INSTALL WIRE 1 CKT FOR NEW LAUNDRY MACHINE FROM MAIN PANEL. | HONG CHANG CONSTRUCTION INC | R | 2039 | 27 | 1770 | 11TH AV |  |  | ISSUED | 2015-05-04
E201505048306 | 2015-05-04 | FLOORS 2 & 3: 10 LIGHTS 4 SWITCHES 10 RECEPTACLES 2 FANS 1 DISHWASHER 1 DISPOSAL 1MICROWAVE 1 RANGE. | NERLAND BUILDING AND RESTORATION | R | 1621 | 37 | 728 | 24TH AV |  |  | ISSUED | 2015-05-04
E201505048299 | 2015-05-04 | NEW ELECTRIVAL SERVICE 120V/240V 200AMP 2 METERS 2-100A MAINS 2 SUBPANELS. | EFFICIENT ELECTRIC WORKS | R | 1678 | 16 | 5922 | FULTON ST |  |  | ISSUED | 2015-05-04
EW20150504341 | 2015-05-04 | THE INSTALLATION OF 4 MODULAR WORKSTATIONS | ALLMODULAR SYSTEMS INC. | C | 166 | 8 | 750 | BATTERY ST |  | 2 | COMPLETE | 2015-05-06
E201505058336 | 2015-05-05 | REMOVE TRACT LIGHTS IN PRODUCE DEPOT & REPLACE WITH CABLE HUNG FIXTURES 23 LIGHTS. | H A BOWEN ELECTRIC INC | C | 8702 | 4 | 298 | KING ST | 0 |  | ISSUED | 2015-05-05
E201505058319 | 2015-05-05 | INSTALL NEW WIRING FOR 15 LIGHTS 10 SWITHCES 20 RECEPTACLES | BROTHER COMPANY *** CHECK I.D. *** | R | 6339 | 35 | 735 | VIENNA ST |  |  | ISSUED | 2015-05-05
EW20150505981 | 2015-05-05 | REPLACE EXISTING DEVICES AND FIXTURES. | REYFF ELECTRIC COMPANY | R | 1654 | 15 | 771 | 11TH AV |  | 1 | ISSUED | 2015-05-05
E201505058346 | 2015-05-05 | UNIT 2: REMODELING (E) BATHROOM. | ARANA GROUP INC. | R | 272 | 14 | 795 | PINE ST |  |  | COMPLETE | 2015-06-02
EW20150505181 | 2015-05-05 | CONDO CONVERSION | MULHOLLAND ELECTRIC | R | 3581 | 30 | 481 | NOE ST |  | 1 | COMPLETE | 2015-05-28
EW20150505881 | 2015-05-05 | INSTALL (224) DATA CABLES. | MCMILLAN DATA COMMUNICATIONS | C | 3717 | 5 | 160 | SPEAR ST |  | 19 | ISSUED | 2015-05-05
E201505058331 | 2015-05-05 | UNIT #405: INSTALL CIRCUITS FROM NEW SUB PANEL TO NEW REMODEL KITCHEN AND BATH: 4 LIGHTS 7 SWITCHES 10 RECEPTACLES 1 DISHWASHER 2 SMOKE DETECTORS AND 1 GARBAGE DISPOSAL. | NOMELLINI CONSTRUCTION | R | 338 | 021A | 347 | EDDY ST |  |  | ISSUED | 2015-05-05
E201505058315 | 2015-05-05 | GAME ROOM ADDITION AND FULL BATH. 4 CIRCUITS 5 LIGHTS 5 SWITCHES 10 RECEPT'S. |  | R | 6328 | 32 | 1705 | GENEVA AV |  |  | ISSUED | 2015-05-05
E201505058340 | 2015-05-05 | REMOVE DOWN LIGHTS IN PRODUCE DEPOT & REPLACE WITH SURACE MOUNT FIXTURES. | H A BOWEN ELECTRIC INC | C | 725 | 30 | 1335 | WEBSTER ST |  |  | COMPLETE | 2015-06-04
E201505058337 | 2015-05-05 | REMOVE DOWN LIGHTS IN PRODUCE DEPOT & REPLACE WITH SURFACE MOUNT FIXTURES. | H A BOWEN ELECTRIC INC | C | 446 | 2 | 15 | MARINA BL |  |  | ISSUED | 2015-05-05
E201505058341 | 2015-05-05 | REMOVE DOWN LIGHTS IN PRODUCE DEPOT & REPLACE WITH SURFACE MOUNT FIXTURES. | H A BOWEN ELECTRIC INC | C | 7521 | 2 | 5290 | DIAMOND HEIGHTS BL |  |  | ISSUED | 2015-05-05
EW20150505001 | 2015-05-05 | INSTALLATION OF 5 WORKSTATIONS | ALLMODULAR SYSTEMS INC. | C | 3708 | 98 | 536 | MISSION ST | 0 | 3 | ISSUED | 2015-05-05
EW20150505801 | 2015-05-05 | BATH REMODEL. NEW VANITY SCONCE DEDICATED BATH CIRCUIT SHOWER LIGHT AND FAN | LINES ELETRIC | R | 2607 | 273 | 344 | ROOSEVELT WY | 0 | 2 | ISSUED | 2015-05-05
E201505058313 | 2015-05-05 | UNIT 607: REMODEL KITCHEN & BATHROOM: 10 LIGHTS 10 SWITCHES 15 RECEPTACLES 1 FAN 1 DISHWASHER 1 RANGE 2 SMOKE DETECTORS. | C&M DEVELOPMENT & CONSTRUCTION INC | R | 851 | 13 | 300 | BUCHANAN ST |  |  | ISSUED | 2015-05-06
EW20150506481 | 2015-05-06 | ONE FRONT STREET 31ST FLOOR - COINBASE - 10 001 TO 30 000 SQ FT - WBE JOB# 01-137411 - CONTACT JOHN LEONE - 415-798-6244 | W. BRADLEY ELECTRIC | C | 266 | 9 | 1 | FRONT ST |  | 31 | ISSUED | 2015-05-06
EW20150506561 | 2015-05-06 | T.I. NEW LIGHTS RECEPTACLES CASH WRAPS. EXISTING SERVICE | SMITH MORTON ELECTRICAL INC. | C | 310 | 13 | 77 | MAIDEN LN |  | 1 | ISSUED | 2015-05-06
E201505068368 | 2015-05-06 | G/F: GREAT ROOM OUT THE BACK OF THE GARAGE & BATHROOM. 11 LIGHTS 4 SWITCHES 12 RECEPTACLES 1 FAN 4 CKTS; REPLACE (E) SUBPANEL IF NECESSARY. | ASH BROTHERS CONSTRUCTION INC | R | 4272 | 001C | 1306 | FLORIDA ST |  |  | ISSUED | 2015-05-06
E201505068373 | 2015-05-06 | 1 FACU 1 ANNUNCIATOR 1 SMSOKE DETECTOR 8 HORN/STROBE 3 S TROBE 1 GSM | BAY ALARM COMPANY | C | 835 | 3 | 1446 | MARKET ST |  | 1ST FLR | ISSUED | 2015-05-06
EW20150506721 | 2015-05-06 | INSTALL (13) ROOFTOP FLUSH MOUNTED SOLAR PANELS (3.38) KW. - 13 ROOF-MOUNTED SOLAR PV MODULES 260 WATTS PER MODULE 1 INTERACTIVE INVERTER TOTAL NO. OF RATING 3 KW. | SOLARCITY CORPORATION | R | 2676 | 19 | 141 | DEVONSHIRE WY |  | 1 | ISSUED | 2015-05-06
EW20150506701 | 2015-05-06 | SOLAR INSTALLATION - 15 ROOF-MOUNTED SOLAR PV MODULES 270 WATTS PER MODULE 15 INTERACTIVE INVERTER AT 215 TOTAL NO. OF RATING 4.0 KW - 15 ROOF-MOUNTED SOLAR PV MODULES 270 WATTS PER MODULE 15 INTERACTIVE INVERTER TOTAL NO. OF RATING 4 KW. | GOLDEN GATE ELECTRIC | R | 6173 | 20 | 1119 | GIRARD ST |  | 1119 | COMPLETE | 2015-05-13
EW20150506761 | 2015-05-06 | INSTALLATION OF A SOLAR PV SYSTEM. - 15 ROOF-MOUNTED SOLAR PV MODULES 245 WATTS PER MODULE 1 INTERACTIVE INVERTER TOTAL NO. OF RATING 3.6 KW. | SWANROCK INC. DBA: SKYTECH SOLAR | R | 5934 | 5 | 126 | COLBY ST |  | 0 | ISSUED | 2015-05-06
E201505068387 | 2015-05-06 | UPGRADE 2 BATHROOMS TO UNISEX ACCESSIBLE BATHROOMS REPLACIE LIGHTS AT MEMORIAL HALL AND PRAYER AREA - 65 LIGHTS | LEI'S CONSTRUCTION CO | C | 7106 | 16 | 252 | BROAD ST |  |  | ISSUED | 2015-05-06
EW20150506601 | 2015-05-06 | 10353-T/I LIGHTING RELOCATE PLUGS DIMMERS LIFE SAFETY TO FOLLOW | ASF ELECTRIC INC | C | 227 | 5 | 505 | MONTGOMERY ST |  | 14 | ISSUED | 2015-05-06
E201505068361 | 2015-05-06 | 4 LIGHTS 1 SWITCH 2 RECEPTACLES 1 DISHWASHER 1 GARBAGE DISPOSAL 1 SMOKE DETECTOR. | 3D REMODELING INC | R | 578 | 49 | 2016 | PACIFIC AV | 405 |  | ISSUED | 2015-05-06
EW20150506581 | 2015-05-06 | DATA CABLES | SMITH MORTON ELECTRICAL INC. | C | 310 | 13 | 77 | MAIDEN LN |  | 1 | ISSUED | 2015-05-06
EW20150506301 | 2015-05-06 | UFA GROUND INSPECTION | DOWLING ELECTRIC | R | 6728 | 14 | 542 | LAIDLEY ST |  | 0 | COMPLETE | 2015-05-08
E201505068354 | 2015-05-06 | INSTALL CONDUIT FROM SUBPANEL TO GARAGE U/G FOR #4 FEEDERS TO SUBPANEL IN GARAGE. INSTALL WIRING FOR 13 LIGHTS 3 SWITCHES 7 RECEPTACLES. | HALEY ELECTRIC | R | 3632 | 24 | 137 | FAIR OAKS ST |  |  | ISSUED | 2015-05-06
EW20150506661 | 2015-05-06 | INSTALL NEW 60-A 3-PHASE ELECTRIC VEHICLE CHARGER WITH EMON DEMON | KLM UTILITIES | C | 3757 | 034A | 475 | 09TH ST |  | 1 | ISSUED | 2015-05-06
E201505068359 | 2015-05-06 | ELECTRICAL WORK FOR ADDITIONAL ROOM AND BATHROOM - 14 LIGHTS | C ELECTRIC | R | 1166 | 21 | 60 | PARAMOUNT TR |  |  | ISSUED | 2015-05-06
EW20150507061 | 2015-05-07 | MARIN SOFTWARE - ELECTRICAL TI - (50)LIGHTS (50)SWITCHES (50)RECEPTACLES | MCMILLAN BROS ELECTRIC | C | 3717 | 22 | 123 | MISSION ST | 0 | 25 | ISSUED | 2015-05-07
E201505078406 | 2015-05-07 | UNIT 606: INSTALL 10 LIGHTS 8 SWITCHES 15 RECEPTACLES 1 SUBPANEL 2 FANS 1 DISHWASHER 2 SMOKE DETECTORS. | KONG'S PLUMBING & CONSTRUCTION CO. | R | 499 | 002D | 1360 | LOMBARD ST |  |  | ISSUED | 2015-05-07
EW20150507961 | 2015-05-07 | NEW CIRCUIT FOR PLUGS IN BATHROOM AND BEDROOM | MILLENNIUM ELECTRIC INC | R | 1114 | 27 | 80 | BARCELONA AV |  | 3 | COMPLETE | 2015-06-01
EW20150507281 | 2015-05-07 | SURVEY INSPECTION | MC 2 ELECTRIC INC. | C | 65 | 10 | 724 | LOMBARD ST | 0 | 0 | COMPLETE | 2015-05-11
E201505078400 | 2015-05-07 | SOLAR PERMIT: 18 ROOF-MOUNTED SOLAR PV MODULES 345 WATS PER MODULE 1 INTERACTIVE INVERTER 6000 POWER RATINGS (EACH) = DC RATING SYSTEM 6.210 | ALBION POWER COMPANY INC | R | 912 | 007B | 565 | MARINA BL |  | ROOF | COMPLETE | 2015-05-21
E201505078397 | 2015-05-07 | HALL BATHROOM 2ND FLOOR - LIGHT SWITCH RECEPTACLE CAN | SCHICKER INC DBA RE-BATH BY SCHICKER | R | 3089 | 56 | 385 | MANGELS AV |  |  | ISSUED | 2015-05-07
E201505078423 | 2015-05-07 | 1&2/F: REMOVE CEILING FINISHES & REWIRE ALL ELECTRICAL WIRING ON 3/F. | P D REST. OF EAST BAY INC/DBA PAUL DAVIS | R | 3621 | 48 | 431 | HILL ST |  |  | ISSUED | 2015-05-07
E201505078391 | 2015-05-07 | UNIT 203: KITCHEN & BATH REMODEL; 6 LIGHTS 4 SWITCHES 8 RECEPTACLE 1 FAN | SURE INC. | R | 274 | 16 | 995 | PINE ST |  |  | ISSUED | 2015-05-07
E201505078408 | 2015-05-07 | UNIT 205: INSTALL 10 LIGHTS 10 SWITCHES 16 RECEPTACLES AND ONE SUBPANEL:L 10 LIGHTS 10 SWITCHES 16 RECEPTACLES 2 FANS 1 DISHWASHER. | KONG'S PLUMBING & CONSTRUCTION CO. | R | 499 | 002D | 1360 | LOMBARD ST |  |  | ISSUED | 2015-05-07
E201505078407 | 2015-05-07 | UNIT 203: INSTALL 10 LIGHTS 10 SWITCHES 16 RECEPTACLES AND ONE SUBPANEL:L 10 LIGHTS 10 SWITCHES 16 RECEPTACLES 2 FANS 1 DISHWASHER. | KONG'S PLUMBING & CONSTRUCTION CO. | R | 499 | 002D | 1360 | LOMBARD ST |  |  | ISSUED | 2015-05-07
EW20150507861 | 2015-05-07 | KITCHEN- DINING ROOM REMODEL TO INCLUDE RECESSED CANS PENDANT LIGHTS GARBAGE DISP DISHWASHER INSTANT HOT RECEPTACLES SWITCHING HOOD FAN COOK TOP OVEN REPLACE LOAD CENTER NEW SERVICE. | MAL ROGERS ELECTRIC | R | 1048 | 37 | 2809 | PINE ST |  | 2 | ISSUED | 2015-05-07
EW20150507241 | 2015-05-07 | ADD-ON TO EXISTING FIRE ALARM SYSTEM FOR ADA ROOMS. | SAN FRANCISCO FIRE PROTECTION | R | 271 | 1 | 465 | GRANT AV |  | 0 | ISSUED | 2015-05-07
E201505078392 | 2015-05-07 | RENEWAL OF EXPIRED PERMIT E201308152916. | TRANSBAY BUILDERS INC. | R | 6531 | 022A | 345 | SAN JOSE AV |  |  | ISSUED | 2015-05-07
E201505078415 | 2015-05-07 | UNIT 3: KITCHEN & BATHROOM REMODEL: NEW GFCI OUTLETS IN KITCHEN. NEW CEILING FIXTURES KITCHEN & BATHROOM. NEW GFCI OUTLETS IN BATHROOM NEW OCCUPANCY SENSOR IN BATHROOM. | DWP CO. | R | 952 | 21 | 2585 | UNION ST | 0 |  | ISSUED | 2015-05-07
E201505078401 | 2015-05-07 | SOLAR PERMIT: 48 ROOF-MOUNTED SOLAR PV MODULES 327 WATTS PER MODULE 3 INTERACTIVE INVERTERS 5000 POWER RATINGS (EACH) 15.696 (DC)KW | ALBION POWER COMPANY INC | C | 4763 | 43 | 1120 | REVERE AV |  | ROOF | ISSUED | 2015-05-07
EW20150507441 | 2015-05-07 | FOR: AAO SHOW DAYS 5/16-19/2015 MOSCONE ALL HALLS SHOW #290896 | FREEMAN DECORATING SERVICES INC | C | 3734 | 91 | 747 | HOWARD ST |  | 1 | COMPLETE | 2015-06-04
E201505078419 | 2015-05-07 | BATHROOM REMODEL REPLACE LIGHTING FAN. | LEE & GEORGIOU INC. DBA GEORGIOU CONST. | R | 5744 | 51 | 326 | RICHLAND AV |  |  | ISSUED | 2015-05-07
E201505088464 | 2015-05-08 | COMMON AREA: PEMRIT NO: E20110148286 EXPIRED. NEW PERMIT REQUESTED TO TEST FIRE ALARM. | DELTA ELECTRIC | R | 3575 | 72 | 3352 | 18TH ST |  |  | ISSUED | 2015-05-08
E201505088429 | 2015-05-08 | BATHROOM: 3 LIGHTS 2 SWITCHES 1 RECEPTACLES 1 FAN. | DELTA ELECTRIC | R | 6510 | 39 | 3725 | 24TH ST |  |  | ISSUED | 2015-05-08
E201505088436 | 2015-05-08 | REMKOVE DOWN LIGHTS IN PRODUCE & INSTALL SURFACE MOUNT LIGHT FIXTURES | H A BOWEN ELECTRIC INC | C | 3536 | 1 | 2020 | MARKET ST |  |  | ISSUED | 2015-05-08
E201505088435 | 2015-05-08 | 1ST FLOOR: 1 LIGHT 1 SWTICH 1 RECEPTACLE 1 FAN BATHROOM REMODEL TILE FLOOR HEATER | SUN SUN CONSTRUCTION CO | R | 2676 | 21 | 121 | DEVONSHIRE WY |  | 1ST FLOOR | ISSUED | 2015-05-08
E201505088424 | 2015-05-08 | KITCHEN AND 3 BATH REMODEL. OUTLETS LIGHTS SWITCHES. DISHWASHER REFRIGERATOR HOOD GARBAGE DISPOSAL MW RANGE 3 BATH FANS | B PARK CONSTRUCTION & PAINTING CO. | R | 3047 | 50 | 71 | SAN JACINTO WY |  |  | ISSUED | 2015-05-08
EW20150508663 | 2015-05-08 | TO COMPLY WITH CC REPORT #7569 | JAMES I FROST | R | 1276 | 001H | 206 | GRATTAN ST |  | 1 | ISSUED | 2015-05-08
EW20150508503 | 2015-05-08 | UPGRADE SERVICE TO 200 AMP WITH 3 METER AND WIRE COMMON AREA | K C CHOW ELECTRIC CO | R | 2692 | 35 | 213 | DOUGLASS ST |  | 1 | ISSUED | 2015-05-08
EW20150508502 | 2015-05-08 | REWIRE UNIT 215 | K C CHOW ELECTRIC CO | R | 2692 | 35 | 215 | DOUGLASS ST |  | 2 | ISSUED | 2015-05-08
E201505088444 | 2015-05-08 | INSTALLATION OF TEMP POWER FOR TRADE SHOW: AMERICAN HEART : MAY 6-8 2015; SHOW JOB #24695085. | GES/TSE ELECTRICAL SVRC | C | 325 | 31 | 333 | OFARRELL ST |  |  | ISSUED | 2015-05-08
E201505088443 | 2015-05-08 | INSTALLATION OF TEMP POWER FOR TRADE SHOW: NSAA: MAY 3 -MAY 5 2015; SHOW JOB #24695087 | GES/TSE ELECTRICAL SVRC | C | 325 | 31 | 333 | OFARRELL ST |  |  | ISSUED | 2015-05-08
E201505088427 | 2015-05-08 | REPLACE MAIN PANEL LIKE FOR LIKE (100 AMP) | CERTIFIED ELECTRIC INCORPORATED | R | 7162 | 12 | 142 | RICE ST |  | 1ST FLOOR | COMPLETE | 2015-05-15
E201505088448 | 2015-05-08 | 2 EXTERIOR SIGNS "PHILZ COFFEE" | AD ART INC. | C | 3980 | 8 | 415 | DE HARO ST |  | 1 | ISSUED | 2015-05-08
E201505088467 | 2015-05-08 | BATHROOM REMODEL ON 2/F. 1/2 BATHROOM ADDITION: 1 LIGHT 1 SWITCH 1 RECEPTACLE 1 FAN. | K A LAU CONSTRUCTION | R | 868 | 69 | 351 | WALLER ST |  |  | ISSUED | 2015-05-11
E201505088460 | 2015-05-08 | SOLAR: INSTALL 25 ROOF MOUNTED SOLAR PV MODS 260W/MOD 1 INTERACTIVE INVERTER AT 6KW POWER RATING EACH 6.5KW TOTAL RATING. | SOLARCITY CORPORATION | R | 6909 | 19 | 19 | CEDRO AV |  |  | COMPLETE | 2015-05-27
EW20150508561 | 2015-05-08 | PROVIDE TEMPORARY 200 AMP METER MAIN SERVICE FOR DURATION OF CONSTRUCTION TO PROVIDE TEMPORARY POWER. | ANCHOR ELECTRIC INC | C | 3950 | 3 | 1250 | 17TH ST |  | 1 | ISSUED | 2015-05-08
E201505088430 | 2015-05-08 | TOP FLOOR: 1 LIGH 1 SWITCH 2 RECEPTACLES 1 FAN. REMODEL MASTER BATHROOM. INSTALL NEW TUB AND SHOWER | ROMERO BROTHER'S COMPANY INC | R | 2333A | 38 | 2202 | 17TH AV |  | 2ND FLOOR | COMPLETE | 2015-05-26
EW20150508664 | 2015-05-08 | TO COMPLY WITH CC REPORT #7569 | JAMES I FROST | R | 1276 | 001H | 208 | GRATTAN ST | 0 | 1 | ISSUED | 2015-05-08
E201505088449 | 2015-05-08 | UNIT 202: RELOCATE SUBPANEL; ADD OUTLETS AND SWITCHES AT RELOCATED WALLS; ADD LIGHT FIXTDURES AS NOTED ON PLANS. MOVE TWO WALL HEATERS AS NOTED ON PLANS: 14 LIGHTS 11 SWITCHES 11 RECEPTACLES. | GREENE ELECTRIC | R | 3707 | 68 | 74 | NEW MONTGOMERY ST | 202 |  | ISSUED | 2015-05-08
E201505088425 | 2015-05-08 | BASEMENT REMODEL: 12 LIGHTS 4 SWITCHES 16 RECEPTACLES. | HARRINGTON CONSTRUCTION COMPANY | R | 1818 | 008A | 1447 | 35TH AV |  |  | ISSUED | 2015-05-08
E201505088439 | 2015-05-08 | ADD 1 NEW SUB PANEL 50A 1 OUTLET 2 CIRCUITS | ANDY ELECTRIC SERVICES | R | 6700 | 23 | 15 | CONRAD ST |  | G/F | COMPLETE | 2015-06-08
E201505088468 | 2015-05-08 | UPGRADE WHOLE BUILDING ELECTRICAL: ADD SUBPANEL UPGRADE PANEL NEW LIGHTS PLUGS SWITCHES. | R & D CONSTRUCTION CO INC | R | 4158 | 22 | 1138 | RHODE ISLAND ST |  |  | ISSUED | 2015-05-08
E201505088450 | 2015-05-08 | INSTALL CAT. 6 COMMUNICATIONS CABLES TO 34 LOCATIONS INSTALL NETWORK RACK INSTALL FIBER OPTIC TIE CABLE FIBER OPTIC FEEDER 6 STRAND. | TONY DUDLEY COMM: DBA: T D COMMUNICATION | C | 1443 | 40 | 1033 | CLEMENT ST |  | 3RD FLR | ISSUED | 2015-05-08
E201505088432 | 2015-05-08 | INSTALL 4 GANG RECEPTACLES FROM (E) PANEL TO RADIO. INSTALL BALLAST & MOUNTED ANTENNAES. PULL FIBER CABLE FROM RADIO TO ANTENNAES. INSTALL SERVICE CABINET. | CHAMPION TELECOM INC | C | 6972 | 36 | 500 | GENEVA AV |  |  | ISSUED | 2015-05-08
E201505118484 | 2015-05-11 | COMMON AREA: REPLACE ALL LIGHTS OUTSIDE ELEVATOR WITH LED ON ALL FLOORS REPLACE LIGHT OUTSIDE EACH RESIDENT DOOR WITH LED AND REPLACE ALL EXIT SIGNS | PADILLA'S ELECTRIC | R | 712 | 1 | 66 | CLEARY CT |  | 2015-01-15 | ISSUED | 2015-05-11
E201505118497 | 2015-05-11 | FIRE ALARM IMPROVEMENT GROUND FL RETAIL SPACE MOLE SKIN. ADD 5 STROBES 1 SPEAKER. REPLACE 1 SMOKE REPLACE 1 SPEAKER. | JOHNSON CONTROLS INC. | C | 3707 | 52 | 653 | MARKET ST |  | GROUND FL | ISSUED | 2015-05-11
E201505118488 | 2015-05-11 | EXTEND APPROVE 80LF 1/2 EMT; INSTALL 1-20A COUNTERTOP CKT WITH GFCI 1-15A REFRIGERATION DEDICATED -- FROM (E) OUTDOOR PANEL. | BOUCHARD ELECTRIC COMPENY | R | 1178 | 019A | 1793A | MCALLISTER ST |  |  | COMPLETE | 2015-05-22
E201505118477 | 2015-05-11 | UNIT 6: FOYER KITCHEN & BATHROOM REMODEL-ALL FIXTURES CHANGED BUT STAYING IN (E) LOCATIONS: 4 LIGHTS 8 SWITCHES 9 RECEPTACLES 1 FAN 1 DISHWSHER 1 DISPOSAL 1 MICROWAVE 1 RANGE FRIDGE. | TAKOMA CARPENTRY & REMODELING | R | 3995 | 40 | 2080 | 03RD ST | 6 |  | ISSUED | 2015-05-11
EW20150511161 | 2015-05-11 | 125 AMP SERVICE UPGRADE.NEW WIRING IN THE HOUSE. | SERGE ELECTRIC | R | 2378 | 3 | 2415 | 47TH AV |  | 1 | ISSUED | 2015-05-11
EW20150511841 | 2015-05-11 | INSTALL (9) ROOF TOP PIPE MOUNTED SOLAR PANELS. (2.34KW) - 9 ROOF-MOUNTED SOLAR PV MODULES 260 WATTS PER MODULE 1 INTERACTIVE INVERTER TOTAL NO. OF RATING 2.34 KW. | SOLARCITY CORPORATION | R | 2459 | 41 | 2642 | 38TH AV |  | 2 | COMPLETE | 2015-05-27
EW20150511921 | 2015-05-11 | INSTALL (144) CABLES ON THE 33RD FLOOR - 58468 | METROPOLITAN ELECTRIC | C | 241 | 25 | 650 | CALIFORNIA ST | 0 | 33 | ISSUED | 2015-05-11
E201505118494 | 2015-05-11 | NEW CONSTRUCTION : 2 UNIT BUILDING WIRING: 250 AMP SERVICES 50 CKTS NEW LIGHTS PLUGS SWITCHES. | G C ELECTRIC | R | 1857 | 37 | 715 | KIRKHAM ST |  |  | ISSUED | 2015-05-11
EW20150511021 | 2015-05-11 | PROVIDE POWER AND INSTALL OUTLETS SWITCHES CANS ETC. IN VARIOUS ROOMS INCLUDING: BEDROOM BATHROOM KITCHEN LIVING ROOM DINING ROOM. | CANNING ELECTRIC INC | R | 566 | 2 | 2621 | LAGUNA ST |  | 3 | ISSUED | 2015-05-11
E201505118474 | 2015-05-11 | REMODEL KIT ON FIRST FLOOR. INSTALL ADDITION LIGHTS IN UNIT; 6 LIGHTS 10 LIGHTS 16 RECEPTACLES 1 DISHWASHER 1 MICROWAVE 1 RANGE 3 SMOKE DETECTORS | LARA CONSTRUCTION (KALIX INC) | R | 605 | 1 | 2301 | JACKSON ST |  |  | ISSUED | 2015-05-11
EW20150511961 | 2015-05-11 | INSTALL MODULAR ELECTRICAL INTO MODULAR OFFICE PARTITIONS. | SINGLESOURCE INC. | C | 3763 | 1 | 400 | 02ND ST |  | 2 | COMPLETE | 2015-05-13
EW20150511901 | 2015-05-11 | HORIZONTAL NETWORK CABLING (550 CABLES) @ JONES DAY - 555 CALIFORNIA ST FLOORS 25 & 26 | PAGANINI COMMUNICATIONS INC | C | 259 | 26 | 555 | CALIFORNIA ST | 0 | 25 | ISSUED | 2015-05-11
E201505118503 | 2015-05-11 | REPLACE TOILETS IN 4 BATHS PAINT CAULK TUBS REPLACE (1) WINDOW CARPET (APPROX 4X4) FIX (1) DOOR JAMB FIX (1) COVER ON LIGHT FIXTURE. | ENGSTROM CONSTRUCTION | R | 315 | 15 | 280 | OFARRELL ST |  |  | ISSUED | 2015-05-11
E201505128513 | 2015-05-12 | UNIT 2 - ADDITION OF 1 BRANCH CIRCUIT & RECEPTACLE FOR LAUNDRY UNIT - 1 RECEPTACLE | TAMURA CONSTRUCTION SERVICES | R | 948 | 33 | 2806 | UNION ST | 2 |  | ISSUED | 2015-05-12
E201505128509 | 2015-05-12 | UNIT 2: INSTALL NEW SUBPANEL INSIDE UNIT 100A. INSTALL NEW CKTS AS NECESSARY FOR THE KITCHEN AND BATHROOM REMODEL. ADD ADDITOINAL OUTLETS THROUGHOUT UNIT AS NCESSARY UPGRADE SERVICE ENTRANCE AS NECCESARY. | RANDOMITY CONSTRUCTION | R | 651 | 003B | 1925 | LAGUNA ST |  |  | ISSUED | 2015-05-12
E201505128527 | 2015-05-12 | REMODEL KITCHEN & BATHROOM ON 3RD FLOOR - 16 LIGHTS 4 SWITCHES 7 RECEPTACLES FAN RANGE | I Z M C CONSTRUCTION INC | R | 1820 | 47 | 2829 | JUDAH ST |  |  | ISSUED | 2015-05-12
E201505128542 | 2015-05-12 | UNIT 6: 10-12 LIGHTS 10 SWITCHES 20 PLUGS 1 FAN 1 DW 1 GD 1 RANGE. 60 AMP #6 8-10 PANEL | BOSS CONSTRUCTION INC. | R | 336 | 15 | 555 | EDDY ST |  |  | ISSUED | 2015-05-12
EW20150512341 | 2015-05-12 | TENANT IMPROVMENT | MCCLURE ELECTRIC INC | C | 291 | 1 | 1 | SUTTER ST |  | 4 | ISSUED | 2015-05-12
EW20150512381 | 2015-05-12 | ROUGH ELECTRICAL AND NEW RECESSED AND SURFACE MOUNT LIGHTING. | ARTISTIC LIGHTING & ELECTRIC | R | 0247C | 20 | 1200 | CALIFORNIA ST | 8 | 8 | ISSUED | 2015-05-12
E201505128518 | 2015-05-12 | AMEND E201407211284 FOR ADDITIONAL WORK: INSTALL 15 NEW LGHTS LOCATIONS REWIRE (E) WALL LIGHTS AND SWITCHES REWIRE (E) RECEPTACLES EXCEPT IN KITCHEN AREA. INSTALL 5 NEW CKTS. | GABRIEL ELECTRIC CO. INC. | R | 3544 | 30 | 21 | LANDERS ST | 0 |  | COMPLETE | 2015-05-13
EW20150512844 | 2015-05-12 | INSTALL NEW WIRING FOR ALL RECEPTACLES SWITCH LIGHTS SMOKE DETECTORS AND SUB PANEL | J Y ELECTRICAL CONSTRUCTION CO INC | R | 2626 | 17 | 8A | SATURN ST | 0 | 3 | ISSUED | 2015-05-12
EW20150512842 | 2015-05-12 | INSTALL NEW WIRING FOR ALL RECEPTACLES SWITCHES LIGHTS SMOKE DETECTORS AND SUB PANEL. INSTALL NEW MAIN SERVICE WITH FOUR METERS | J Y ELECTRICAL CONSTRUCTION CO INC | R | 2626 | 17 | 4 | SATURN ST |  | 1 | ISSUED | 2015-05-12
EW20150512841 | 2015-05-12 | REPLACE EXISTING WIRING INSTALL ADDITIONAL RECEPTACLES AND CIRCUITS FOR KITCHEN AND BATHROOM INSTALL NEW SMOKE DETECTORS INSTALL NEW RECEPTACLES IN LIVING ROOM AND BEDROOM FOR UNIT 104 . | J Y ELECTRICAL CONSTRUCTION CO INC | R | 1372 | 23 | 190 | FUNSTON AV | 0 | 2 | ISSUED | 2015-05-12
EW20150512321 | 2015-05-12 | REWIRING KITCHEN AND BATHROOM RELOCA SUBPANEL | Y G ELECTRIC INC | R | 127 | 46 | 999 | GREEN ST | 1203 | 12 | ISSUED | 2015-05-12
E201505128526 | 2015-05-12 | INSTALL 14 SOLAR PV MODULE 280 WATTS PER MODULE INSTALL 7 INTERACTIVE INVERTERS 500 POWER RATINGS AT 3.92 KW | FIDELITY HOME ENERGY INC. | R | 6357 | 32 | 591 | SAWYER ST |  |  | ISSUED | 2015-05-12
EW20150512361 | 2015-05-12 | REWIRE ALL EXISTING KNOB AND TUBE OUTLETS LIGHTS AND SWITCHES. INSTALL NEW FURNACE. | VALUE ELECTRICAL CONSTRUCTION | R | 2430 | 017A | 2591 | 29TH AV |  | 1 | ISSUED | 2015-05-12
E201505128532 | 2015-05-12 | INSTALL NEW LIGHTINGS IN SUITE AND NEW OUTLETS PER PLAN: 85 LIGHTS 36 SWITCHES 35 RECEPTACLES. | ALL PHASE CONTRACTORS INC/ALL PHASE BUIL | C | 262 | 18 | 120 | BATTERY ST |  |  | ISSUED | 2015-05-12
E201505128529 | 2015-05-12 | TO OBTAIN FINAL INSPECTIONS FOR WORK APPROVED UNDER EXPIRED PERMIT EW20090528701. | TYCO INTEGRATED SECURITY LLC | R | 344 | 2 | 111 | JONES ST |  |  | ISSUED | 2015-05-12
E201505128530 | 2015-05-12 | INSTALL 90A SUBPANEL 4¦0 FEEDERS PANELBOARD 2¦0 & 10 RECEPTACLES & 10 LED LIGHTS. | TEJANO ELECTRIC | C | 115 | 19 | 478 | GREEN ST |  |  | ISSUED | 2015-05-12
EW20150513881 | 2015-05-13 | REGULAR HOUR LIFE SAFETY WITNESS TEST - TUE 5/19/15 10:00AM WITH ANDY GRASS 415-816-9958 (REF EW20150310581 - JOB #34119 | C B F INC | C | 3507 | 41 | 14 | 10TH ST |  | 1 | COMPLETE | 2015-05-19
E201505138565 | 2015-05-13 | REINSTALLING (E) LIGHT FIXTURES INSTALLING SWITCHES & RECEPTACLES. REF C/N E201502236563. | R E LYON PLUMBING | C | 816 | 9 | 334 | GOUGH ST |  |  | COMPLETE | 2015-05-20
E201505138554 | 2015-05-13 | INSTALLATION OF TEMP POWER FOR TRADE SHOW: INTERNET OF THINGS WORLD MAY 10-13 2015; SHOW #24600351. | GES/TSE ELECTRICAL SVRC | C | 3724 | 18 | 800 | HOWARD ST |  |  | COMPLETE | 2015-06-04
E201505138584 | 2015-05-13 | NEW IWRING FOR WHOLE HOUSE TO TO CITY CODE 100AMP 20-24 CKTS NEW LIGHTS SWITCHES RECEPTACLES FANS SMOKE DETECTORS. | C R CONSTRUCTION CO INC | R | 6984 | 27 | 1028 | CAPITOL AV |  |  | ISSUED | 2015-05-13
E201505138580 | 2015-05-13 | TO COMPLY WITH COMPLAINT #201307611 & 201486313; TO OBTAIN A FINAL INSPECTION FOR WORK APPROVED UNDER EXPIRED PERMIT E201306181535: COMMON AREA: UPGRADE SERVICE 2-100AMP PANELS #2 FEEDERS; 3215 BRODERICK ST: 2 NEW CKTS FOR KITCHEN & KITCHEN UPGRADES CORRECTIONAL ON GFCI OUTLETS FOR WASHING MACHINE. | LION ELECTRIC CO | R | 931 | 8 | 3215 | BRODERICK ST |  | 3215-3217 BRODERICK ST | ISSUED | 2015-05-13
E201505138560 | 2015-05-13 | KITCHEN: 5 LIGHTS 2 SWITCHES 10 RECEPTACLES 1 DISPOSAL 1 MICROWAVE 1 RANGE. | GILMAN SCREENS AND KITCHENS | R | 2335A | 23 | 2266 | 15TH AV |  |  | ISSUED | 2015-05-13
EW20150513901 | 2015-05-13 | INSTALL 40 NEW FIXTURES LIGHTING CONTROLS. RECEPTACLES AND FIRE ALARM UPGRADE | YOUNG ELECTRIC CO | C | 263 | 11 | 101 | CALIFORNIA ST |  | 25 | ISSUED | 2015-05-13
E201505138546 | 2015-05-13 | ADD TWO LIGHTS THREE SWITCHES AND ONE OUTLET FOR DECK AT REAR ONLY. | PENG FEI TAN | R | 1912 | 002M | 1630 | 32ND AV |  |  | ISSUED | 2015-05-13
E201505138572 | 2015-05-13 | SOLAR: INSTALL 20 ROOF MOUNTED SOLAR PV MODULES 327W/MOD 20 INTERACTIVE INVERTERS AT 300 POWER RATING EACH 6.54KW TOTAL RATING. | LUMINALT ENERGY CORPORATION | R | 991 | 20 | 142 | ARGUELLO BL |  |  | ISSUED | 2015-05-13
E201505138579 | 2015-05-13 | WITNESS. | BAY ALARM COMPANY | R | 473 | 15 | 1275 | BAY ST |  |  | ISSUED | 2015-05-13
E201505138559 | 2015-05-13 | SOLAR: 6 ROOF MOUNTED SOLAR PV MODS 260W/MOD 6 INTERACTIVE INVERTERS AT 215 POWER RATING EACH 1.56KW TOTAL RATING. | HIGH DEFINITION SOLAR INC (DBA) HIGH DEF | R | 6690 | 23 | 290 | ARLINGTON ST |  |  | COMPLETE | 2015-05-14
EW20150514101 | 2015-05-14 | REWIRE UNIT INCLUDING 2 BATHS KITCHEN DINING ROOM PARLOR 3 BEDROOMS HALL. | ATHENA ELECTRICAL CONST | R | 875 | 14 | 377 | HERMANN ST | 0 | 1 | ISSUED | 2015-05-14
E201505148612 | 2015-05-14 | INSTALLATION OF TWO (2) NOVA VERTA USA SPRAY BOOTHS ONE (1) NOVA VERTA USA MIX ROOM; TWO (2) NOVA VERTA USA EXHAUST EXTRACTION UNITS (OK TO ISSUE ELEC PERMIT FOR THIS JOB RON ALLEN EID) | CONSTRUCTION 1 RFC INC | C | 4343 | 001J | 2575 | MARIN ST |  |  | ISSUED | 2015-05-14
E201505148622 | 2015-05-14 | 3/F: TO REMODEL 2 BATHROOMS 2 MASTER BEDROOMS UPGRADE WIRING SERVICE 200AMP 25 LIGHTS 20 SWITCHES 15 RECEPTACLES 2 FANS 3 SMOKE DETECTORS. | A W CONSTRUCTION COMPANY | R | 1129 | 31 | 1040 | BRODERICK ST |  |  | ISSUED | 2015-05-14
E201505148603 | 2015-05-14 | REMODEL 2 BATHS ON 2ND FL: 4 LIGHTS 6 SWITCHES 2 PLUGS 2 FANS 3 SMOKE DET | LARA CONSTRUCTION (KALIX INC) | R | 1260 | 67 | 104 | DIVISADERO ST |  |  | ISSUED | 2015-05-14
EW20150514621 | 2015-05-14 | KITCHEN REMODEL | C J CONSTRUCTION | R | 1179 | 72 | 702 | BRODERICK ST |  | 2 | ISSUED | 2015-05-14
EW20150514301 | 2015-05-14 | KITCHEN BATHROOM REMODEL | RONAN MC CONNELL ELECTRIC | R | 578 | 78 | 2090 | PACIFIC AV | 603 | 6 | ISSUED | 2015-05-14
E201505148615 | 2015-05-14 | UNIT 22: SUPPLY KTS FOR THE SUBPANEL TO FOR THE KITCHEN & BATHROOM REMODEL: 4 LIGHTS 7 SWTICHES 10 RECEPTACLES. | NOMELLINI CONSTRUCTION | R | 321 | 16 | 650 | ELLIS ST |  |  | ISSUED | 2015-05-14
E201505148592 | 2015-05-14 | T2-1605: REPLACE 4 LIGHTS 8 SWITCHES 20 RECEPTACLES 1 D/W 1 G/D 1 M/W 1 RANGE. | PS2 INC | R | 731 | 20 | 1510 | EDDY ST | 0 |  | ISSUED | 2015-05-14
EW20150514103 | 2015-05-14 | BATHROOM REWIRE | DOWLING ELECTRIC | R | 2829 | 9 | 4372 | 24TH ST |  | 0 | ISSUED | 2015-05-14
EW20150514121 | 2015-05-14 | CORRECTION WORK REFER TO THE REPOT EID2015-012DPH | K L & C ELECTRIC INC / PLS CHK ID/NOTES | R | 3012 | 020A | 339A | WEST PORTAL AV |  | 1 | COMPLETE | 2015-05-19
E201505148611 | 2015-05-14 | 2ND FLOOR UNIT #1 - 12 RECEPTACLES 1 INSPECTION PER CUSTOMER | SAN FRANCISCO INVESTMENT DEVELOPMENT | R | 24 | 35 | 750 | NORTH POINT ST | 1 |  | COMPLETE | 2015-05-29
E201505148593 | 2015-05-14 | T2-PH1D: REPLACE 4 LIGHTS 8 SWITCHES 20 RECEPTACLES 1 D/W 1 G/D 1 M/W 1 RANGE. | PS2 INC | R | 731 | 20 | 1510 | EDDY ST | 0 |  | ISSUED | 2015-05-14
E201505148609 | 2015-05-14 | TO COMPLY WITH COMPLAINT #201542751 & 201540921: UPGRADE SERVICE TO 200AMP | I E GENERAL CONST INC | C | 5615 | 34 | 3293 | MISSION ST |  |  | ISSUED | 2015-05-14
E201505158639 | 2015-05-15 | SOLAR: INSTALL 19 ROOF MOUNTED SOLAR PV MODDULES 260W/MOD 1 INTERACTIVE INVERTER AT 5.0 POWER RATING EACH 4.94KW TOTAL RATING INSTALL 125A SUBPANEL. | SOLARCITY CORPORATION | R | 2823B | 22 | 105 | MIDCREST WY |  |  | COMPLETE | 2015-06-09
E201505158625 | 2015-05-15 | TEMP SERVICE 2-50 KVA TRANSFORMERS 1000 FT 1/0 MC CABLE TEMP POWER 520 JOHN MUIR DRIVE | S R BRAY LLC/DBA: POWER PLUS | C | 9999 | 999 | 999 | UNKNOWN * |  |  | ISSUED | 2015-05-15
E201505158652 | 2015-05-15 | REPLACING: (E) AUTOMATIC DOOR EXISTING PANENT LIGHTS (2); RELOCATE (E) EXIST SIGNS IN THE FOYER. | GOLDEN BAY BUILDERS INC | C | 343 | 13 | 140 | JONES ST |  |  | COMPLETE | 2015-05-22
E201505158637 | 2015-05-15 | CHANGE KITCHEN/BATHROOM ELECTRICAL WIRING. 9 CIRCUITS 16 LIGHTS 9 SWITCHES. NEW REFRIGERATOR STOVE DISHWASHER DISPOSAL VENTILATION FAN. |  | R | 7251 | 13 | 51 | SYLVAN DR |  |  | ISSUED | 2015-05-15
EW20150515721 | 2015-05-15 | 5 RECEPTACLES; 3 CIRCUITS; 1 (DDC POWER/BATTERY RACK)- SCOTT SLIVKA VERIZON SITE CELL CEI WO #223986 | CUPERTINO ELECTRIC INC. | C | 3508 | 1 | 1355 | MARKET ST |  | 1 | ISSUED | 2015-05-15
E201505158655 | 2015-05-15 | INSTALL SUBPANEL 3 CKTS 8 LED RECESS CANS 6 OUTLETS 4 SWITCHES FURANCE CKT. | JAMES M REID: DBA HABITAT FOR HOMELESS | R | 3545 | 69 | 40 | RAMONA AV |  |  | ISSUED | 2015-05-15
E201505158651 | 2015-05-15 | INSTALL 2 DUCT SMOKE DETECTORS WITH 120V POWER & F/A SYSTEM. | ENRIQUE J BACA | C | 5332 | 23 | 75 | INDUSTRIAL ST |  |  | ISSUED | 2015-05-15
EW20150518481 | 2015-05-18 | 200 LIGHTS; 20 SWITCHES; 75 RECEPTACLES; 100-150 CIRCUITS; 3 PANELS/SWITCHBOARDS; 100A FEEDERS; UPS; 100 FIRE ALARM DEVICES; TEMP POWER; CEI JOB #14-4-14020-00 LG SALES FORCE TI BUILD OUT | CUPERTINO ELECTRIC INC. | C | 3710 | 17 | 350 | MISSION ST |  | 27 | ISSUED | 2015-05-18
E201505188697 | 2015-05-18 | UFER GROUND | S & W ELECTRIC INC. | R | 1416 | 33 | 242 | 18TH AV |  |  | ISSUED | 2015-05-18
E201505188672 | 2015-05-18 | ADDITION OF CKT SWITCHES AND LIGHTING IN LIVING ROOM ENTRY OFFICE AND BEDROOM. SHADE WIRING 7 LIGHTS 6 SWITCHES 8 RECEPTACLES. | MARINA ELECTRICAL CONSTRUCTION | R | 0222C | 8 | 1190 | SACRAMENTO ST | 9 |  | ISSUED | 2015-05-18
E201505188678 | 2015-05-18 | GENERAL REWIRING SUBPANEL AND AN INSTALATION OF 15 LED LIGHTS 50AMP FEEDER #6 10 CKTS 17 LIGHTS 8 SWITCHES 13 RECEPTACLES 1 DISHWASHER 1 DISPOSAL 1 MICROWAVE. | MONTANO ELECTRIC ** SEE NOTES** | R | 145 | 43 | 511 | VALLEJO ST | 0 |  | ISSUED | 2015-05-18
EW20150518221 | 2015-05-18 | PERFORM SURVEY OF DAMAGED ELECTRICAL SYSTEM IN UNIT 117 AND OBTAIN CORRECTION NOTICE OF NECESSARY CODE REQUIRED ITEMS | K O A FERREIRA INC/DBA FERREIRA SERVICE | R | 1364 | 2 | 117 | 04TH AV |  | 1 | ISSUED | 2015-05-18
E201505188683 | 2015-05-18 | INSTALL BATHROOM EXHAUST FAN HALLBATHROOM MID-FLOOR. R/R 3 LIGHTS FIXTURES W/ 3 NEW RECESSED LIGHT FIXTURES IN SAME LOCATIONS. | ROBERT MACFADDEN | R | 2859 | 23 | 65 | SANTA RITA AV |  |  | ISSUED | 2015-05-18
EW20150518181 | 2015-05-18 | INSTALL (20) CAT 6 CABLES @ 3 BRIDGE NETWORKS - 601 MONTGOMERY ST SUITE 1825 | PAGANINI COMMUNICATIONS INC | C | 208 | 26 | 601 | MONTGOMERY ST |  | 18 | COMPLETE | 2015-05-27
EW20150518561 | 2015-05-18 | ELECTRICAL FOR CAR STACKERS INCLUDING 5 MOTORS | KLAUS MULTIPARKING INC | R | 3749 | 59 | 45 | LANSING ST |  | 1 | ISSUED | 2015-05-18
E201505188667 | 2015-05-18 | REMODEL KITCHEN/BATHROOM WITH DEDICATED CIRCUITS: 8 CIRCUITS 5 LIGHTS 2 SWITCHES 1 RECEPTACLE 1 FAN 1 DISHWASHER 1 GARBAGE DISPOSAL 1 MICROWAVE 1 RANGE. | BAY AREA BUILDERS | R | 5362 | 001C | 1918 | LANE ST |  | 2 | ISSUED | 2015-05-18
E201505188698 | 2015-05-18 | TO COMPLY WITH NOV201532223: KITCHEN OUTLET UPGRADE SWITCHES. | DRYFAST | R | 7116 | 3 | 175 | BRIGHT ST |  |  | ISSUED | 2015-05-19
EW20150518321 | 2015-05-18 | 6300 CABLES; 100 VAN NESS CEI LV JOB #13-4-12269-00 MB | CUPERTINO ELECTRIC INC. | R | 814 | 20 | 100 | VAN NESS AV |  | 0 | ISSUED | 2015-05-18
E201505188661 | 2015-05-18 | 1ST FLR: ONE EXTERIOR SIGN "SOULCYCLE" | THOMAS SWAN SIGN CO INC | C | 2647 | 35 | 400 | CASTRO ST |  | 1 | ISSUED | 2015-05-18
E201505188668 | 2015-05-18 | INSTALLING 200 AMP SERVICE | 110/220V ELECTRIC CO | R | 4266 | 16 | 2854 | 25TH ST |  | G/F | ISSUED | 2015-05-18
EW20150518581 | 2015-05-18 | TO INSTALL NEW MAIN ELECTRICAL SERVICE 200 AMPS 220 VOLTS OVER HEAD WITH NEW PANELS AND BREAKERS 2] INSTALL NEW ELECTRICAL WIRING IN WHOLE HOUSE IN THIRD FLOOR ALL BEDROOMS SECOND AND FIRST FLOOR KITCHEN LAUNDRY ROOM FIRST AND GARAGE AREA. 3] INSTALL NEW GROUNDING ELECTRODE IN NEW FOUNDATION. 3 NEW 220 VOLTS LINES ONE TO KITCHEN AREA ONE FOR LAUNDRY ROOM 3RD FLOOR AND ONEIN GARAGE AREA FIRST FLOOR | L & L ELECTRIC | R | 1635 | 12 | 683 | 09TH AV |  | 1 | ISSUED | 2015-05-18
E201505188691 | 2015-05-18 | WORK IN UNIT #1: 2 LIGHTS 2 SWITCHES 9 RECEPTACLES 2 EXHAUST FANS | GO 2 CONSTRUCTION | R | 1767 | 42 | 1141 | IRVING ST |  |  | ISSUED | 2015-05-18
EW20150518401 | 2015-05-18 | UFER GROUND INSTALL | PAURIC ELECTRIC | R | 7019 | 19 | 7 | LEE AV |  | 1 | ISSUED | 2015-05-18
E201505188662 | 2015-05-18 | 3RD FLOOR: 19 LIGHTS 14 RECEPTACLES INSTALL LIGHTING AND ELECTRICAL OUTLETS EXISTING SUB PANEL AND CIRCUITS | BEL BUILDERS INC | C | 226 | 11 | 730 | SACRAMENTO ST |  | 3RD FLOOR | ISSUED | 2015-05-18
E201505188684 | 2015-05-18 | UNIT 608: KITCHEN & BATHROOM REMODELING: 5 LIGHTS 5 SWITCHES 20 RECEPTACLES. | C&M DEVELOPMENT & CONSTRUCTION INC | R | 851 | 13 | 300 | BUCHANAN ST |  |  | ISSUED | 2015-05-18
EW20150519001 | 2015-05-19 | TENANT IMPROVEMENT IN SUITE 600 | CAPITOL ELECTRIC CONST | C | 262 | 13 | 255 | CALIFORNIA ST | 0 | 6 | ISSUED | 2015-05-19
E201505198703 | 2015-05-19 | ADDRESS CORRECTION FOR EW20150504421. 8/F | SERVICE WEST | C | 3508 | 39 | 875 | STEVENSON ST |  | EIGHTH | ISSUED | 2015-05-19
E201505198730 | 2015-05-19 | TO OBTAIN A FINAL INSPECTION FOR WORK APPROVED UNDER EXPIRED PERMIT E201207234086. ACTUAL WORK TO BE DONE AT 333 ALABAMA ST :: ENTER SITE FROM ALABAMA ST :: | ZEUS ELECTRIC *CHECK FOR I.D* | C | 3966 | 1 | 2525 | 16TH ST |  |  | ISSUED | 2015-05-19
EW20150519061 | 2015-05-19 | INSTALL UFER GROUND | CANNING ELECTRIC INC | R | 990 | 11 | 3966 | WASHINGTON ST |  | 1 | ISSUED | 2015-05-19
E201505198727 | 2015-05-19 | ADD FOUR BATHROOMS (SEE PLAN). | Z CONSTRUCTION COMPANY INC | R | 2348 | 7 | 2347 | 19TH AV |  |  | ISSUED | 2015-05-19
E201505198729 | 2015-05-19 | WORK ALSO AT 88A MIRABEL AVE. & 90A MIRABEL AVE: RELOCATE (E) 4 METER SERVICE. ADD HOUSE METER AND PANEL. 1-200 AMP SERVICE 5 - 80 AMP SUB PANELS 5 PANELS 12-24 1 LIGHT 1 SWITCH | LEKTRICMAN | R | 5519 | 41 | 88 | MIRABEL AV |  | G/F | ISSUED | 2015-05-19
E201505198728 | 2015-05-19 | WORK AT 88A MIRABEL AVE: COMPLETE REWIRE OF UNIT 88A: 14 LIGHTS 10 SWITCHES 24 RECETPACLES 2 FANS 12 CIRCUITS 1 DISHWASHER 1 GARBAGE DISPOSAL 3 SMOKE DETECTORS RE-USE 3-220V ELECTRIC HEATERS. | LEKTRICMAN | R | 5519 | 41 | 88 | MIRABEL AV |  | G/F | ISSUED | 2015-05-19
EW20150519901 | 2015-05-19 | REMODEL OF BATHROOM AND ENTERTAINMENT ROOM | BEI | R | 0601C | 7 | 2000 | WASHINGTON ST | 7 | 7 | ISSUED | 2015-05-19
E201505198724 | 2015-05-19 | SURVEY INSPECTION. | ELITE ELECTRIC | R | 6564 | 31 | 4047 | 26TH ST |  |  | ISSUED | 2015-05-19
E201505198701 | 2015-05-19 | ADDRESS CORRECTION FOR EW20150504461; 10/F. | SERVICE WEST | C | 3508 | 39 | 875 | STEVENSON ST |  | TENTH | COMPLETE | 2015-06-05
E201505198709 | 2015-05-19 | 1 EXTERIOR SIGN "KLYDE" | AD ART INC. | C | 307 | 7 | 386 | GEARY ST |  |  | ISSUED | 2015-05-19
EW20150519921 | 2015-05-19 | REMOVE EXISTING FIXTURES AND REPLACE WITH NEW ONES | AMECA ELECTRIC & NETWORK | C | 264 | 4 | 1 | CALIFORNIA ST |  | 1 | COMPLETE | 2015-05-26
EW20150519121 | 2015-05-19 | TWO RESIDENTIAL UNITS FULL ELECTRICAL UPGRADE WITH 300AMP SERVICE AND THREE METERS/PANELS. | Q & Q ELECTRIC CO. INC | R | 6538 | 21 | 4184 | 25TH ST |  | 1 | ISSUED | 2015-05-19
EW20150519721 | 2015-05-19 | 36 UNITS 2 DROPS PER UNIT 1 CAT 6 1 COAX | PAUL IRIBARREN ELECTRIC | R | 619 | 12 | 1868 | VAN NESS AV |  | 1 | ISSUED | 2015-05-19
EW20150519861 | 2015-05-19 | FOR:AAPA SHOW DAYS 5/26-27/2015 MOSCONE SOUTH SHOW #319627 | FREEMAN DECORATING SERVICES INC | C | 3734 | 91 | 747 | HOWARD ST |  | 1 | COMPLETE | 2015-06-04
EW20150519641 | 2015-05-19 | REPLACING OLD 100AMP PANEL FOR NEW 100AMP PANEL. | PAURIC ELECTRIC | R | 2859 | 4 | 30 | LOPEZ AV |  | 1 | COMPLETE | 2015-05-20
EW20150520301 | 2015-05-20 | 15 RECEPTACLES; 2 CIRCUITS; RELOCATE POWER TO GONDOLAS FOR NEW ELECTRONICS RESET - PM MITCH AUSTIN CEI JOB #15-4-15465-00 | CUPERTINO ELECTRIC INC. | C | 3723 | 1 | 789 | MISSION ST |  | 1 | COMPLETE | 2015-05-29
EW20150520221 | 2015-05-20 | WORK TO CORRECT NOTICE OF VIOLATION 201406242 WORK DONE WITHOUT BENEFIT OF PERMIT. CORRECT INSTALLATION OF CIRCUIT BREAKER SUB-PANEL FOR HOUSE (COMMON AREA ) LOADS INCLUDING THE ELEVATOR. | A/C CONSTRUCTION | R | 321 | 9 | 401 | HYDE ST |  | 1 | ISSUED | 2015-05-20
E201505208757 | 2015-05-20 | REMODEL 3 BATHS 1 NEW BATHROOM LIGHTING IN NEW GUESTROOM AND PLAYROOM UPGRADE PANEL 100-200. 22 LIGHTS 7 SWITCH 10 PLUG 2SD | LIBERTY CONSTRUCTION | R | 3100 | 5 | 140 | SAN LEANDRO WY |  |  | ISSUED | 2015-05-20
EW20150520201 | 2015-05-20 | BATH REMODEL ADD FOUR LIGHTS FOUR SWITCHES SEVEN OUTLET AND ADD ONE SUB-PANEL | M J ELECTRIC SERVICES | R | 1853 | 10 | 1580 | 08TH AV |  | 2 | ISSUED | 2015-05-20
E201505208749 | 2015-05-20 | 645B TEXAS ST:INSTALLL 200AMP TEMP POWER POLE. | UNITED SITE SERVICES OF CALIFORNIA INC. | C | 4102 | 26 | 645 | TEXAS ST |  |  | ISSUED | 2015-05-20
E201505208758 | 2015-05-20 | TO OBTAIN A FINAL INSPECTION FOR WORK APPROVED UNDER EXPIRED PERMIT E20130430354. | ZEUS CONSTRUCTION CORP. | R | 3728 | 111 | 786 | MINNA ST | 7 |  | COMPLETE | 2015-05-27
E201505208748 | 2015-05-20 | 645A TEXAS ST: INSTALL 200AMP TEMP POWER POLE. | UNITED SITE SERVICES OF CALIFORNIA INC. | C | 4102 | 26 | 645 | TEXAS ST |  |  | ISSUED | 2015-05-20
E201505208750 | 2015-05-20 | INSTALL 100AMP TEMP POWER POLE. | UNITED SITE SERVICES OF CALIFORNIA INC. | R | 7126A | 95 | 8300 | OCEANVIEW TR | 101 |  | ISSUED | 2015-05-20
EW20150520441 | 2015-05-20 | SURVEY INSPECTION - 12 ROOF-MOUNTED SOLAR PV MODULES 345 WATTS PER MODULE 1 INTERACTIVE INVERTER TOTAL NO. OF RATING 3.8 KW. | ELITE ELECTRIC | R | 2752 | 8 | 720 | CASTRO ST |  | 1 | COMPLETE | 2015-05-29
EW20150521701 | 2015-05-21 | LEVEL 2 COMPUTER LAB (I.E. 2 315 SQ FT) "TENNANT IMPROVEMENT" CHANGES AND/OR ADDITIONS TO THE ELECTRICAL DISTRIBUTION EQUIPMENT BRANCH CIRCUIT WIRING DEVICES LIGHTING FIXTURES BUILDING FIRE ALARM SYSTEM AND MECHANCIAL/PLUMBING EQUIPMENT. LOW-VOLTAGE TELE/DATA AND SECURITY SYSTEM(S) CABLING SCOPE OF WORK TO BE PERFORMED BY OTHER C-10 ELECTRICAL SUBCONTRACTOR UNDER SEPERATE SFDBI ELECTRICAL PERMIT(S). | DECKER ELECTRIC CO INC | C | 3715 | 13 | 188 | THE EMBARCADERO * |  | 2 | ISSUED | 2015-05-21
E201505218769 | 2015-05-21 | 12 OUTLETS 22 DATA 12 SWITCHES FOR OFFICE SPACE | HUEY CONST MNGMT CO INC - DBA M H CONST. | C | 3547 | 53 | 1880 | MISSION ST |  |  | ISSUED | 2015-05-21
E201505218782 | 2015-05-21 | LOW VOLTAGE TO EXISTING ELECTRICAL PERMIT E201504167823 | GREENTREE DESIGN/BUILD | C | 228 | 30 | 565 | CLAY ST |  |  | ISSUED | 2015-05-21
EW20150521781 | 2015-05-21 | INSTALLATION OF A NEW 125 SINGLE PHASE 120/208V SUBPANEL INSTALLATION OF 6 ELECTRICAL OUTLETS 2 EXIT EMERGENCY COMBINATION SIGNS AND CIRCUITS FOR NEW BATHROOMS | ALL PHASE ELECTRICAL | C | 346 | 10 | 452 | LARKIN ST |  | 1 | ISSUED | 2015-05-21
E201505218781 | 2015-05-21 | FIRE ALARM SYSTEM MODIFICATION & UPGRADE & SMOKE MANAGEMENT FAN CONTROL PANEL | COSCO FIRE PROTECTION INC | C | 3701 | 53 | 66 | 08TH ST |  |  | ISSUED | 2015-05-21
E201505218776 | 2015-05-21 | REMODEL LIVING ROOM DINING ROOM AND KITCHEN; 1/2 BATHROOM: 6 CKTS 30 LIGHTS 7 SWITCHES 11 RECEPTACLES 1 D/W 1 DISPOSAL 1 MICROWAVE 1 30A RANGE. | HIGH WIRE ELECTRIC | R | 1069 | 26 | 152 | COLLINS ST |  | MAIN FLOOR | ISSUED | 2015-05-21
EW20150521861 | 2015-05-21 | INSTALL LIGHTS AND PLUGS IN BREAK ROOM. | LYNCH ELECTRIC & SONS INC. | C | 7295 | 21 | 3251 | 20TH AV |  | 1 | ISSUED | 2015-05-21
EW20150521841 | 2015-05-21 | CHANGE FUSE BOX TO BREAKER BOX AND MOVE OUT OF CLOSET. REWIRE LIGHTS PLUGS SWITCHES WHERE POSSIBLE. | EDAM'S ELECTRIC INC. | R | 0298C | 15 | 666 | POST ST | 504 | 5 | ISSUED | 2015-05-21
E201505218768 | 2015-05-21 | SOLAR: INSTALL 10 ROOF MOUNTED SOLAR PV MODS 327W/MOD 1 INTERACTIVE INVERTERS AT 3000 POWER RATING EACH 3.6KW TOTAL RATING. | THE SOLAR COMPANY | R | 6579 | 2 | 1460 | CHURCH ST |  |  | ISSUED | 2015-05-21
E201505218780 | 2015-05-21 | INSTALLATION OF HORIZONTAL COMMUNICATIONS CABLE CAT 6 PLENUM CABLE PATCHE PANELS AND RACKING | ISETTA DATA & COMMUNICATIONS INC. | C | 3735 | 14 | 680 | FOLSOM ST |  |  | ISSUED | 2015-05-21
E201505218784 | 2015-05-21 | UNIT A: BATHROOM REMODEL REPLACE IN KIND DIDCATE GFCI OUTLET: 4 LIGHTS 3 SWITCHES 2 RECETPACLES 1 FAN. | ELLIOTT BUILD | R | 3638 | 77 | 3037 | 22ND ST |  |  | ISSUED | 2015-05-21
E201505228803 | 2015-05-22 | INSTALL (1) ILLUMINATED SIGN ON BUILDING EXTERIOR. USE (E) 120V CIRCUIT PROVIDED BY OTHERS. | ARROW SIGN COMPANY | C | 3701 | 65 | 1275 | MARKET ST | 0 | 1ST FLR (EXTERIRO) | ISSUED | 2015-05-22
E201505228805 | 2015-05-22 | 1ST FLR: INSTALL ONE ILLUMINATED WALL SIGN ON BUILDING EXTERIOR. USE EXISTING 120V CIRCUIT PROVIDED BY OTHERS. | ARROW SIGN COMPANY | C | 3701 | 65 | 1275 | MARKET ST | 0 | 1 | ISSUED | 2015-05-22
EW20150522021 | 2015-05-22 | TI RETROFIT OF NEW LOW VOLTAGE CABLING ON THE 12TH FLOOR. | SASCO | C | 267 | 10 | 114 | SANSOME ST |  | 12 | ISSUED | 2015-05-22
EW20150522001 | 2015-05-22 | REPLACE THE EXISTING SERVICE EQUIPMENT TO UPGRADE FROM FUSES TO CIRCUIT BREAKERS. 225 MAIN; NINE APT CBP'S WITH 60 AMP MAINS; AND ONE HOUSE CBP WITH A 60AMP MAIN. NEW SERVICE CONDUCTORS. | CENTURY ELECTRIC CONST | R | 1588 | 1 | 601 | 45TH AV |  | 1 | COMPLETE | 2015-06-04
EW20150522041 | 2015-05-22 | WIRE DATA LOCATIONS THROUGHOUT OFFICE SPACE | WELLS ELECTRICAL INC | C | 4106 | 176 | 933 | 20TH ST |  | 1 | ISSUED | 2015-05-22
E201505228804 | 2015-05-22 | ADDING 1 BEDROOM AND BATH AT GROUND FLOOR REMODEL BATHROOM AND KITCHEN ON 2ND FLOOR. NEW CIRCUITS FOR WASHER DRYER AND FURNACE - 10 LIGHTS 15 SWITCHES 20 RECEPTACLES DISHWASER GARBAGE DSIPOSAL MICROWAVE RANGE 3 SMOKE DETECTORS | R P CONSTRUCTION INC. | R | 2008 | 002R | 3400 | NORIEGA ST |  |  | ISSUED | 2015-05-22
E201505228812 | 2015-05-22 | INSTALL UFER GROUND NEW CKTS FOR ADDITION ON 1/F & 3/F FLOORS. NEW CKTS FOR KTICHEN ISLAND: 15 LIGHTS 15 SWITCHES 20 RECEPTACLES 3 SMOKE DETECTORS 1 DISPOSAL 3 SMOKE DECTORS. 100AMP SERVICE CHANGE DEPENDENT ON EXPLORATORY INSTALLING NEW SUBPANEL. | PICONE RENOVATIONS | R | 2628 | 044A | 263 | UPPER TR |  |  | ISSUED | 2015-05-22
E201505228794 | 2015-05-22 | TO COMPLY WITH PHYSICAL INSPECTION REPORT CC-7887. | D B S ELECTRIC | R | 506 | 38 | 3126 | LAGUNA ST |  |  | ISSUED | 2015-05-22
E201505228796 | 2015-05-22 | TO COMPLY WITH PHYSICAL INSPECTION REPORT CC-7887. | D B S ELECTRIC | R | 506 | 38 | 3128 | LAGUNA ST |  |  | ISSUED | 2015-05-22
E201505228793 | 2015-05-22 | KITCHEN AND BATH REMODEL. NEW BATHROOM REPLACE OLD WIRING WITH NEW THROUGH OUT THE HOUSE. | KMK CONSTRUCTION AND DESIGN | R | 1403 | 17 | 2940 | CLEMENT ST |  |  | ISSUED | 2015-05-22
EW20150522361 | 2015-05-22 | ELEC AND LIFE SAFETY T.I./BUILD OUT - 17TH FLOOR - 34099 | C B F INC | C | 3721 | 122 | 535 | MISSION ST |  | 17 | ISSUED | 2015-05-22
EW20150522281 | 2015-05-22 | METRO JOB #58974 - 14TH FLOOR -RELOCATE (2) WALL DEVICES - #12 THHN MC (10) CIRCUITS (12) RECEPTACLES | METROPOLITAN ELECTRIC | C | 3705Z | 4 | 22 | 04TH ST |  | 14 | ISSUED | 2015-05-22
EW20150522181 | 2015-05-22 | 39 WORKSTATIONS FOR MODULAR PARTITIONS | SERVICE WEST | C | 3701 | 65 | 1275 | MARKET ST | 0 | 16 | COMPLETE | 2015-05-26
EW20150522341 | 2015-05-22 | CUT IN NEW WALL PLUGS IN BEDROOMS DINING ROOM LIVING ROOM HALLWAY. DISHWASHER PLUG GARBAGE DISP. INSTALL A NEW SUB-PANEL | T C ELECTRIC INC | R | 2333A | 1 | 2201 | 16TH AV |  | 2 | ISSUED | 2015-05-22
E201505228789 | 2015-05-22 | 6/F: INSTALL DATA CABLE CAT6. | SIGNAL SOLUTIONS CORP | C | 262 | 13 | 255 | CALIFORNIA ST |  |  | ISSUED | 2015-05-22
EW20150522061 | 2015-05-22 | INSTALL (14) ROOF MOUNTED SOLAR PANELS. (3.64KW) - 14 ROOF-MOUNTED SOLAR PV MODULES 260 WATTS PER MODULE 1 INTERACTIVE INVERTER TOTAL NO. OF RATING 3.8 KW. | SOLARCITY CORPORATION | R | 1838 | 21 | 1472 | 16TH AV |  | 2 | ISSUED | 2015-05-22
EW20150522101 | 2015-05-22 | INSTALL (14) ROOF MOUNTED SOLAR PANELS. (3.64KW) - 14 ROOF-MOUNTED SOLAR PV MODULES 260 WATTS PER MODULE 1 INTERACTIVE INVERTER TOTAL NO. OF RATING 3.8 KW. | SOLARCITY CORPORATION | R | 3153 | 002B | 1884 | SAN JOSE AV |  | 2 | ISSUED | 2015-05-22
EW20150522981 | 2015-05-22 | ADD ANTENNAS ADD 2.5 RRH'S ADD NEW 2.5 EQUIPMENT AND BATTERIES IN (E) CABINETS | ELECTRIC TECH CONSTRUCTION INC | R | 503 | 30 | 2775 | VAN NESS AV |  | 0 | ISSUED | 2015-05-22
E201505228810 | 2015-05-22 | REMODEL DINING LIVING ROOM KITCHEN & FAMILY ROOM. INSTALL NEW OUTLET LIGHTS & SWITCHES REMODEL 3/F BATHROOM. | G L C CONSTRUCTION | R | 2644 | 15 | 118 | WOODLAND AV |  |  | ISSUED | 2015-05-22
E201505228791 | 2015-05-22 | 3124 LAGUNA ST & COMMON AREA: TO COMPLY WITH PHYSICAL INSPECTION REPORT CC-7887. | D B S ELECTRIC | R | 506 | 38 | 3124 | LAGUNA ST |  |  | ISSUED | 2015-05-22
EW20150523442 | 2015-05-23 | SOLAR INSTALLATION - 13 ROOF-MOUNTED SOLAR PV MODULES 315 WATTS PER MODULE 13 INTERACTIVE INVERTER AT 215 TOTAL NO. OF RATING 4.0 KW - 13 ROOF-MOUNTED SOLAR PV MODULES 315 WATTS PER MODULE 13 INTERACTIVE INVERTER TOTAL NO. OF RATING 4 KW. | GOLDEN GATE ELECTRIC | R | 5678 | 10 | 131 | ELLERT ST |  | 131 | ISSUED | 2015-05-23
EW20150523423 | 2015-05-23 | SOLAR INSTALLATION - 13 ROOF-MOUNTED SOLAR PV MODULES 315 WATTS PER MODULE 13 INTERACTIVE INVERTER AT 215 TOTAL NO. OF RATING 4.0 KW - 13 ROOF-MOUNTED SOLAR PV MODULES 315 WATTS PER MODULE 13 INTERACTIVE INVERTER TOTAL NO. OF RATING 4 KW. | GOLDEN GATE ELECTRIC | R | 6346 | 004C | 31 | ITALY AV |  | 31 | COMPLETE | 2015-05-29
EW20150526781 | 2015-05-26 | INSTALL (2) PANELS INSTALL APPROX. 50 LIGHT FIXTURES POWER CONNECTION TO NEW UPS. FIRE ALARM UPGRADE. APPROX. () TEL/DATA OUTLETS. | BRAYER ELECTRIC COMPANY | C | 690 | 17 | 1 | DANIEL BURNHAM CT | 1 | 205 | ISSUED | 2015-05-26
EW20150526601 | 2015-05-26 | UNIT #7 UNIT REMODEL | PADILLA'S ELECTRIC | R | 1202 | 3 | 1231 | GROVE ST | 0 | 3 | ISSUED | 2015-05-26
E201505268850 | 2015-05-26 | SURVEY INSPECTION ONLY. | AMERICAN TECHNOLOGIES INC | R | 1881 | 32 | 1564 | 36TH AV |  |  | ISSUED | 2015-05-26
EW20150526522 | 2015-05-26 | INSTALL 12 ROOF TOP PIPE RACKED SOLAR PANELS (2.34KW). - 12 ROOF-MOUNTED SOLAR PV MODULES 260 WATTS PER MODULE 1 INTERACTIVE INVERTER TOTAL NO. OF RATING 2.34 KW. | SOLARCITY CORPORATION | R | 6343 | 35 | 655 | LISBON ST |  | 3 | ISSUED | 2015-05-26
E201505268845 | 2015-05-26 | SOLAR: INSTALL 30 ROOF MOUNTED SOLAR PV MODS 255W/MOD 30 INTERACTIVE INVERTERS AT 215 POWER RATING EACH 7.65KW TOTAL RATING. | GOLDEN GATE ELECTRIC | R | 7009 | 32 | 642 | HEAD ST |  |  | ISSUED | 2015-05-26
E201505268825 | 2015-05-26 | INSTALLATION 13 RECEPTALCES (20 AMP RECEPTACLE) 2 SWITCHES | N POWER ELECTRIC | C | 4294 | 17 | 1407 | MINNESOTA ST |  |  | ISSUED | 2015-05-26
E201505268857 | 2015-05-26 | UNIT #705 - KITCHEN BATHROOM AND BEDROOMS REMODEL. | V P ELECTRIC CO | R | 322 | 12 | 641 | OFARRELL ST |  |  | ISSUED | 2015-05-26
EW20150526821 | 2015-05-26 | TENANT IMPROVEMENTS- NEW LIGHTING POWER LIFE SAFETY FOR 10TH FLOOR | DECKER ELECTRIC CO INC | C | 3735 | 46 | 55 | HAWTHORNE ST |  | 10 | ISSUED | 2015-05-26
E201505268838 | 2015-05-26 | CHANGE OF ADDRESS FROM 218 BUCHANAN TO 155 LAGUNA | ROYAL ELECTRIC CO | R | 857 | 1 | 155 | LAGUNA ST |  |  | ISSUED | 2015-05-26
E201505268839 | 2015-05-26 | PER ELECTRICAL INSPECTOR DENNIS HOLL SEPARATE ELECTRICAL PERMIT REQUIRED FOR SEPARATE BUILDING/SERVICE. REF PERMIT E201311135130 PA201209059005S | ROYAL ELECTRIC CO | R | 870 | 3 | 200 | BUCHANAN ST |  |  | ISSUED | 2015-05-26
EW20150526921 | 2015-05-26 | RE WIRE KITCHEN AND BATHROOM. INSTALL LED LIGHTS NEW SUB PANEL. | J L ELECTRIC | R | 547 | 3 | 1420 | GREEN ST | 0 | 3 | ISSUED | 2015-05-26
EW20150526801 | 2015-05-26 | KITCHEN REMODEL | BOLT ELECTRIC | R | 5671 | 27 | 349 | PROSPECT AV |  | 2 | ISSUED | 2015-05-26
E201505268834 | 2015-05-26 | RELOCATE EXISTING SUBPANEL | PETRE T GUEORGUIEV ELECTRIC***SEE NOTES | R | 768 | 43 | 720 | GOUGH ST | 43 |  | ISSUED | 2015-05-26
E201505268847 | 2015-05-26 | SOLAR: INSTALL 30 ROOF MOUNTED SOLAR PV MODS 255W/MOD 30 INTERACTIVE INVERTERS AT 215 POWER RATING EACH 7.65KW TOTAL RATING. | GOLDEN GATE ELECTRIC | R | 7077 | 4 | 271 | RALSTON ST |  |  | ISSUED | 2015-05-26
E201505268855 | 2015-05-26 | INSTALL 16 LIGHTS 5 SWITCHES 7 RECEPTACLES IN KITCHEN AREA. | PIONIC UNIT CONSTRUCTION CO | R | 1877 | 8 | 1531 | 31ST AV |  |  | ISSUED | 2015-05-26
E201505268852 | 2015-05-26 | UNIT 12: KITCHEN REMODEL NEW CKTS FOR KITCHEN & BATHROOM. | ALL STATES ELECTRIC | R | 6544 | 20 | 610 | CLIPPER ST |  |  | REINSTATED | 2015-06-01
EW20150527285 | 2015-05-27 | 5TH FLOOR TENANT IMPROVEMENT | MCCLURE ELECTRIC INC | C | 3708 | 98 | 536 | MISSION ST | 0 | 5 | ISSUED | 2015-05-27
EW20150527341 | 2015-05-27 | METRO JOB #59171 - 8TH FLOOR - SUITE 850 - TENANT IMPROVEMENT - DEMOLITION - TITLE 24 - (8) CIRCUITS (73) LIGHTS (1) SWITCH (30) RECEPTACLES (9) STROBES (4) FURNITURE (2) SMOKE DETECTORS | METROPOLITAN ELECTRIC | C | 238 | 1 | 275 | BATTERY ST |  | 8 | ISSUED | 2015-05-27
E201505278861 | 2015-05-27 | PUT IN NEW BATHROOM IN NEW ADDITION: 12 LIGHTS 5 SWITCHES 10 RECEPTACLES; REMODEL PART OF EXISTING FIRST FL FAMILY ROOM AND STUDY ROOM ADDING SINGLE STORY TOWARDS THE REAR CONSISTING OF TWO BEDROOMS ONE BATHROOM AND A LIGHTWELL. | NEW ERA CONSTRUCTION CO. ***CHECK ID**** | R | 1901 | 34 | 1654 | 43RD AV |  |  | ISSUED | 2015-05-27
EW20150527421 | 2015-05-27 | UNIT # 404 UNIT REMODEL | PADILLA'S ELECTRIC | R | 824 | 1 | 575 | PIERCE ST |  | 4 | ISSUED | 2015-05-27
EW20150527981 | 2015-05-27 | UNDERGROUND CONDUIT INSTALLATION | BARRI ELECTRIC COMPANY | C | 8709 | 20 | 1600 | OWENS ST | 0 | 1 | ISSUED | 2015-05-27
EW20150527403 | 2015-05-27 | 10363-T/I LIGHTS PLUGS SW AND LIFE SAFETY | ASF ELECTRIC INC | C | 3722 | 71 | 116 | NEW MONTGOMERY ST |  | 9 | ISSUED | 2015-05-27
E201505278862 | 2015-05-27 | UFER GROUND. | ELECTRICAL GROUP INC | R | 6685 | 4 | 214 | CHENERY ST |  |  | COMPLETE | 2015-05-29
EW20150527021 | 2015-05-27 | NEW FIRE ALARM INSTALLATION WITH LIFE SAFETY WITNESS TEST | SAN FRANCISCO FIRE PROTECTION | R | 3211 | 010A | 270 | OCEAN AV |  | 0 | ISSUED | 2015-05-27
EW20150527301 | 2015-05-27 | FIRE PANEL REPLACEMENT UPGRADE WITH LIFE SAFETY WITNESS TEST | SAN FRANCISCO FIRE PROTECTION | R | 2831 | 5 | 1246 | CASTRO ST |  | 0 | ISSUED | 2015-05-27
EW20150527022 | 2015-05-27 | REMODEL WHOLE 1ST FLOOR: NEW MASTER BEDROOM MASTER BATH NEW LAUNDRY NEW WATER HEATER AND FURNACE CIRCUITS GARAGE CIRCUITS AND 120V HOT TUB | LINES ELETRIC | R | 6541 | 22 | 4715 | 25TH ST |  | 1 | ISSUED | 2015-05-27
EW20150527081 | 2015-05-27 | PERMIT FOR THE INSTALLATION OF 1 EXISTING 15AMP ELECTRICAL HEATER. | KALT ELECTRIC | R | 3564 | 74 | 82 | POND ST |  | 1 | ISSUED | 2015-05-27
E201505278884 | 2015-05-27 | UNIT 7: REPLACE SUBPANEL UPGRADE WIRING IN KITCHEN BATHROOM: 10 LIGHTS 10 SWITCHES 10 RECEPTACLES. | C&M DEVELOPMENT & CONSTRUCTION INC | R | 335 | 19 | 669 | ELLIS ST |  |  | ISSUED | 2015-05-27
E201505278870 | 2015-05-27 | KITCHEN OUTLETS 4 - LED LIGHTS RELOCATE ELECTRICAL HEATER KITCHEN BRANCH CIRCUITS 2 SWITCHES 10 RECEPTACLES DISHWASHER GARBAGE DISPOSAL MICROWAVE RANGE | BARAHONA BROTHERS CONSTRUCTION INC. | R | 472 | 5 | 3235 | GOUGH ST |  |  | ISSUED | 2015-05-27
E201505278891 | 2015-05-27 | 1/F: 125 L/V DATA CABLE CAT5 COAX SPEAKER CABLES. | COMMERCIAL AUDIO VIDEO SOLUTIONS | C | 835 | 3 | 1446 | MARKET ST |  |  | ISSUED | 2015-05-27
EW20150527141 | 2015-05-27 | ELEC AND LIFE SAFETY T.I. - JOB 34180 | C B F INC | C | 289 | 9 | 295 | BUSH ST |  | 1 | ISSUED | 2015-05-27
EW20150527322 | 2015-05-27 | INSTALL 120V OUTLET FOR SOLAR PUMP MODULE - TOTAL NO. OF RATING 1 KW. | OCCIDENTAL POWER | R | 5529 | 51 | 165 | PERALTA AV | 0 | 0 | ISSUED | 2015-05-27
E201505278872 | 2015-05-27 | ADD DUCT DETECTOR RELAY AND SPEAKER. REPLACE EXISTING SMOKE DETECTORS; REF BLG PERMIT AP # 201505206790 | JOHNSON CONTROLS INC. | C | 3707 | 52 | 2 | NEW MONTGOMERY ST |  |  | ISSUED | 2015-05-27
EW20150527002 | 2015-05-27 | 200 AMPS SERVICE UPGRADE FOUR 120V RECEPTACLES AND LIGHT ON A SWITCH (LIV.RM) LIGHT ON 3WAY (HALL) TOTAL OF EIGHT RECEPTACLES AND TWO CENTRAL LIGHTS ON TWO SWITCHES IN TWO BEDROOMS FOUR 120V RECEPTACLES AND LIGHT ON 5 WAY SWITCH (DINING ROOM) FAN/LIGHT GFCI AND VANITY (BATH) LIGHT ON 3WAY 4-5 GFCI GD DW AND FRIDGE ON DEDICATED CIRCUITS LAUNDRY CIRCUIT | ELECTRO INTEGRITY | R | 3638 | 51 | 875 | SHOTWELL ST |  | 1 | ISSUED | 2015-05-27
EW20150527401 | 2015-05-27 | 400A 480V 4-WIRE TEMP POWER SERVICE | AMPLEX ELECTRICAL INC | R | 3794 | 24 | 138 | KING ST |  | 1 | ISSUED | 2015-05-27
E201505278869 | 2015-05-27 | 3RD FLOOR: 10 LIGHTS 5 SWITCHES 5 RECEPTACLES 1 FAN 1 DISHWASHER 1 GARBAGE DISPOSAL 1 MICROWAVE 1 RANGE 1 SMOKE DETECTOR; NEW WIRING FOR ONE BATHROOM/ONE KITCHEN; UPGRADE TO 200 AMP SERVICE | 328 CONSTRUCTION | R | 1371 | 17 | 181 | 11TH AV |  | 3RD FLOOR | ISSUED | 2015-05-27
E201505278863 | 2015-05-27 | BATHROOM REMODEL IN-KIND. NEW GFCI OUTLET FOR WASHER. | BARNUM BUILDNG AND DESIGN | R | 5891 | 28 | 148 | NEY ST |  |  | ISSUED | 2015-05-27
E201505278889 | 2015-05-27 | NEW ELECTRICAL WORK ON BASEMENT - NEW BEDROOM NEW BATHROOM NEW LAUNDRY ROOM NEW SERVICE PANEL - LIGHTS SWITCHES RECEPTACLES | GOLDEN STATE MARBLE & GRANITE INC. | R | 3146 | 034F | 161 | SANTA ROSA AV |  |  | ISSUED | 2015-05-27
E201505278880 | 2015-05-27 | ALL NEW ELECTRIVAL FOR HOUSE: 100AMP MAIN #2 CU WIRE 80A SUBPANEL NEW LIGHTS PLUGS SWITCHES. | RUIZ ELECTRIC | R | 2451 | 002O | 2627 | 45TH AV |  |  | ISSUED | 2015-05-27
EW20150528801 | 2015-05-28 | BUILD OUT OF 8TH FLOOR INCLUDING REPLACING EXISTING LIGHTING FIRE ALARM AND POWER AND CONNECTIONS TO MECHANICAL EQUIPMENT. | SPRIG ELECTRIC | C | 295 | 6 | 360 | POST ST |  | 8 | ISSUED | 2015-05-28
E201505278881 | 2015-05-28 | UNITS 512/612/701: CHANGE ROMEX CABLE FOR METAL CABLE AND ADD 2 ADDITINAL CIRCUITS FOR KITCHEN IN EACH UNIT. | K & I ELECTRICAL INC. | R | 349 | 14 | 54 | MCALLISTER ST |  |  | ISSUED | 2015-05-28
E201505288930 | 2015-05-28 | UNIT 10 - RELOCATE ELECTRICAL PANEL FROM CLOSET | SKYLAND CONSTRUCTION INC. | R | 3092 | 66 | 400 | MONTEREY BL |  |  | ISSUED | 2015-05-28
E201505288917 | 2015-05-28 | REMODEL 1 KITCHEN & 1 BATHROOM. 12 LIGHTS 5 SWITCHES 8 RECEPTACLES 1 FAN 1 DISHWASHER 1 GARBAGE DISPOSAL 1 MICROWAVE 1 RANGE. | GOOD NEIGHBOR CONSTRUCTION | R | 1363 | 41 | 227 | LAKE ST |  |  | ISSUED | 2015-05-28
E201505288925 | 2015-05-28 | REMOVE & INSTALL NEW OUTLETS INSTALL NEW LED CAN LIGHTS M/C LINE & REF. LINE; OUTLETS RECEPTACLES | U.S. SERVICES | R | 768 | 35 | 720 | GOUGH ST | 25 |  | ISSUED | 2015-05-28
E201505288926 | 2015-05-28 | KITCHEN REMODEL ON 1/F. | KITCHEN EXPERTS OF CA INC. | R | 5971 | 4 | 226 | PRINCETON ST |  |  | ISSUED | 2015-05-28
E201505288902 | 2015-05-28 | REPLACE SUBPANEL PROVIDE SEPERATE LINES FOR DISHWASHER MICROWAVE; 2 RECEPTACLES 1 FAN 1 DISHWASHER 1 MICROWAVE; 2 CIRCUITS | ARGOS CONSTRUCTION | R | 867 | 50 | 423 | WALLER ST | 8 |  | ISSUED | 2015-05-28
E201505288921 | 2015-05-28 | T.I. WORK FOR 69 CONDUMINIUMS ON 6 FLOORS. SECURITY SYSTEM FOR 8 CAMERAS AND 4 DOORS. 1110 CABLES. JOB #R14026. | DECKER ELECTRIC CO INC | R | 785 | 51 | 388 | FULTON ST |  |  | ISSUED | 2015-05-28
EW20150528521 | 2015-05-28 | C15-163 UBER 555 MARKET STREET 4TH FLOOR CABLING | BEI CONSTRUCTION INC. | C | 3708 | 57 | 555 | MARKET ST |  | 4 | ISSUED | 2015-05-28
E201505288900 | 2015-05-28 | NEW ELECTRICAL ON APT 3 - 10 SWITCHES 19 RECEPTACLES 1 FAN DISHWASNER MICROWAVE RANGE 3 SMOKE DETECTORS | ALEF CONSTRUCTION CORP | R | 1205 | 23 | 340 | BAKER ST | 0 |  | ISSUED | 2015-05-28
E201505288899 | 2015-05-28 | NEW ELECTRICAL ON APT 2 - 10 SWITCHES 19 RECEPTACLES FAN DISHWASHER MICROWAVE RANGE 3 SMOKE DETECTORS | ALEF CONSTRUCTION CORP | R | 1205 | 23 | 340 | BAKER ST | 0 |  | ISSUED | 2015-05-28
E201505288898 | 2015-05-28 | LIVING ROOM/LIBRARY 32D - RELOCATE EXISTING OUTLET | VISTA CONSTRUCTION CO INC | R |  |  | FILED | 2015-05-28
EW20150528581 | 2015-05-28 | UFER GROUND INSTALLATION | KEITH O'SHEA ELECTRICAL | R | 1565 | 012G | 2150 | BALBOA ST |  | 1 | COMPLETE | 2015-06-03
EW20150529022 | 2015-05-29 | ELECTRICAL & L/S T.I./ BUILD OUT. JOB #34099 | C B F INC | C | 3721 | 122 | 535 | MISSION ST |  | 15 | ISSUED | 2015-05-29
E201505298948 | 2015-05-29 | TWO BATHROOM REMODELING: 6 LIGHTS 5 SWITCHES 2 RECEPTACLES 2 FANS. | SIMON W K WU CONSTRUCTION CO. | R | 1475 | 35 | 106 | POINT LOBOS AV |  | 3RD FLR | ISSUED | 2015-05-29
E201505298960 | 2015-05-29 | G/F ONE ROOM ONE BATHROOM 2/F 1 BATHROOM REMODEL UPGRADE MAIN PANEL: 4 LIGHTS 10 SWITCHES 9 RECEPTACLES 2 FANS 2 SMOKE DETECTORS | 21ST CENTURY HOME IMPROVT | R | 1588 | 014C | 670 | 46TH AV |  | 12 | ISSUED | 2015-05-29
E201505298962 | 2015-05-29 | NEW WATER HEATER NEW BATHROOM NEW LAUNDRY ROOM. UPGRADE EXISTING SERVICE ADD NEW SUBPANEL NEW LIGHTS. | ALWARD CONST. CO INC A CA CORP | R | 3578 | 049A | 5 | DOLORES TR |  |  | ISSUED | 2015-05-29
EW20150529906 | 2015-05-29 | NEW LIGHTING AND POWER ON 2ND FLOOR | ELSON ELECTRIC INC | C | 3703 | 78 | 1007 | MARKET ST |  | 2 | ISSUED | 2015-05-29
E201505298964 | 2015-05-29 | REMODEL (3) BATHROOMS AND (1) KITCHEN. | INNOVATOR ELECTRIC | R | 1387 | 022A | 290 | 28TH AV |  |  | ISSUED | 2015-05-29
EW20150529921 | 2015-05-29 | REWIRE OF MASTER BEDROOM CLOSET AND OFFICE IN TOP FLOOR. NEW LED RECESSED LIGHTING. NEW OUTLETS AND SWITCHES. | CAHALANE ELECTRIC INC | R | 1634 | 24 | 638 | 11TH AV |  | 3 | ISSUED | 2015-05-29
EW20150529901 | 2015-05-29 | INSTALL DEDICATED CIRCUIT FOR WATER HEATER. BOND WATER HEATER. | CONTEMPORARY ELECTRIC | R | 1176 | 31 | 1941 | MCALLISTER ST |  | 2 | ISSUED | 2015-05-29
E201505298954 | 2015-05-29 | LIGHTS AND OUTLETS FOR ADDTIONAL INSTALLTION - 2 LIGHTS 2 SWITCHES 6 RECEPTACLES SMOKE DETECTORS | E M ELECTRIC CO. | R | 7048 | 31 | 65 | MAJESTIC AV |  |  | ISSUED | 2015-05-29
EW20150529981 | 2015-05-29 | UFER GROUND INSTALLATION | KEITH O'SHEA ELECTRICAL | R | 1292 | 1 | 1201 | CLAYTON ST |  | 1 | ISSUED | 2015-05-29
E201505298961 | 2015-05-29 | SOLAR PERMIT. | SOLAR SERIVCE CENTER INC | R | 7253 | 1 | 1401 | SLOAT BL |  |  | ISSUED | 2015-05-29
E201505298959 | 2015-05-29 | NEW TWO ADA BATHROOMS | FRISCO PRO BUILDING SERVICES INC | C | 346 | 10 | 452 | LARKIN ST |  |  | ISSUED | 2015-05-29
E201505298969 | 2015-05-29 | DUMMY APPLICATION ONLY |  | R |  |  | FILED | 2015-05-29
E201505298953 | 2015-05-29 | ADD ONE FULL BATH LAUNDRY ROOM PLAYROOM & OFFICE AT 1/F. 30 LIGHTS 20 SWITCHES 30 RECEPTACLES 4 SMOKE DETECTORS. | H & BO CONSTRUCTION INC. | R | 6078 | 20 | 531 | PERSIA AV |  |  | ISSUED | 2015-05-29
EW20150529001 | 2015-05-29 | LIFE SAFETY MODIFICATIONS IN SUITE 350 | CAPITOL ELECTRIC CONST | C | 3744 | 5 | 2 | HARRISON ST |  | 3 | ISSUED | 2015-05-29
EW20150529942 | 2015-05-29 | REWIRE KITCHEN | B V ELECTRIC | R | 5612 | 1 | 2 | ELSIE ST |  | 1 | ISSUED | 2015-05-29
EW20150529301 | 2015-05-29 | MODULAR OFFICE FURNITURE AND INSTALLATION | ADVANCED INSTALLATION SERVICES INC | C | 3735 | 59 | 201 | 03RD ST |  | 5 | ISSUED | 2015-05-29
E201505298967 | 2015-05-29 | BASEMENT: 10 LIGHTS (PLUS OR MINUS) 8 SWITCHES (PLUS OR MINUS) 16 RECEPTACLES (PLUS OR MINUS) 1 FAN (BATH) 7 CIRCUITS; ENTIRE BASEMENT LEVEL | JACUZZI PROPERTIES INC | R | 1798 | 57 | 1381C | 43RD AV |  | BASEMENT | ISSUED | 2015-05-29
E201505298941 | 2015-05-29 | 2031-2049 IRVING STREET: PEDESTRIAN LIGHT LEVEL. INSTALL 8 LIGHTS @ IRVING STREET SIDE. | A L V CONSTRUCTION INC | C | 1776 | 011B | 2031 | IRVING ST |  |  | FILED | 2015-05-29
E201505298965 | 2015-05-29 | KITCHEN REMODEL RELOCATION OF KITCHEN STOVE UNDER CABINET LIGHTING RECESSED LED LIGHTING COUNTER OUTLETS MICROWAVE DISHWASHER. 6 LIGHTS 4 SWITCHES 8 RECEPTACLES 1 FAN 1 DISHWASHER 1 GARBAGE DISPOSAL 1 MICROWAVE 1 RANGE. | HARRINGTON CONSTRUCTION COMPANY | R | 2623 | 98 | 101 | STATES ST | 7 |  | ISSUED | 2015-05-29
EW20150529905 | 2015-05-29 | INSTALLATION OF 20 MODULAR WORKSTATIONS | ALLMODULAR SYSTEMS INC. | C | 3708 | 9 | 88 | 01ST ST |  | 4 | ISSUED | 2015-05-29
E201505298958 | 2015-05-29 | ADD NEW BEDROOM BATHROOM & LAUNDRY AT G/F. 5 LIGHTS 10 SWITCHES 10 RECEPTACLES. | BEYOND THE HORIZON CONSTRUCTION | R | 6654 | 21 | 78 | WHITNEY ST |  |  | ISSUED | 2015-05-29
EW20150529903 | 2015-05-29 | INSTALL ONE DEDICATED CIRCUIT FOR WATER HEATER. BOND WATER HEATER | CONTEMPORARY ELECTRIC | R | 1176 | 31 | 1939 | MCALLISTER ST |  | 2 | ISSUED | 2015-05-29
E201505298963 | 2015-05-29 | NEW KITCHEN GFCI (5) RELOCATE W/D 1 LIGHT 1 SWITCH 5 RECEPTACLES 1 DISHWASHER 1 GARBAGE DISPOSAL 1 MICROWAVE. | MAGNOLIA DEVELOPMENT INC | R | 6599 | 4 | 10 | 28TH ST |  |  | ISSUED | 2015-05-29
EW20150529221 | 2015-05-29 | BATHROOM REMODEL 1 GFCI 3 SWITCHES 3 LED CANS 1 FAN 2 VANITY LIGHTS | KEVIN WHITE ELECTRIC INC | R | 4098 | 036I | 615 | WISCONSIN ST |  | 1 | ISSUED | 2015-05-29
E201505298951 | 2015-05-29 | UNIT #2640: 6 SPEAKER CABLES 6 PHONE CABLES 25 NETWORK CABLES 1 AUDIO CABLE
BUSINESS INFORMATION
BAY AREA COMP | C | 285 | 6 | 450 | SUTTER ST |  |  | ISSUED | 2015-05-29
E201505268844 | 2015-05-26 | LIGHT KITCHEN AND BEDROOM REMODEL 3-#1 CU 30 CKTS 1-30 CKT PANEL: 10 LIGHTS 6 SWITCHES 15 RECEPTACLES 3 FANS 1 DISPOSAL 1 MICROWAVE 1 RANGE 2 SMOKE DETECTORS TELEVISON. | MAJOR LEAGUE ELECTRIC | R | 208 | 41 | 611 | WASHINGTON ST | 2204 |  | ISSUED | 2015-05-26
E201505148594 | 2015-05-14 | 2 | ELITE ENGINEERING CONTRACTORS | R | 4075 | 24 | 721 | SAN BRUNO AV |  |  | FILED | 2015-05-14
E201505078412 | 2015-05-07 | REPLACE EXISTING 2OO AMP SUBPANEL LIGHTS SWITCHES AND RECEPTACLES | BRANDON DUISENBERG CONSTRUCTION | R | 995 | 19 | 3555 | WASHINGTON ST |  |  | ISSUED | 2015-05-07
E201505118480 | 2015-05-11 | GROUND FLOORS: 6 LIGHTS 6 SWITCHES 10 RECEPTACLES 1 FAN; ADD ONE FAMILY ROOM ONE FULL BATHROOM ON EXISTING GROUND FLOOR PER PLAN | SEABEE CONSTRUCTION | R | 3032A | 19 | 919 | TERESITA BL |  | GROUND FLR | ISSUED | 2015-05-11
E201505218774 | 2015-05-21 | INSTALL 24 LIGHTS IN GARAGE AREA. 24 LIGHTS AND 2 SWITCHES - REFER TO PERMIT #E201303289573 |  | R | 2114 | 21 | 1996 | 21ST AV |  |  | ISSUED | 2015-05-21
E201505048291 | 2015-05-04 | SURVEY PERMIT ONLY |  | C | 296 | 9 | 450 | POST ST |  |  | ISSUED | 2015-05-04
EW20150529261 | 2015-05-29 | REI JOB #220169 (MOSCONE WEST POD OFFICES) - TENANT IMPROVEMENT | ROSENDIN ELECTRIC INC. | C | 3724 | 70 | 800 | HOWARD ST |  | 1 | ISSUED | 2015-05-29
EW20150526541 | 2015-05-26 | RECONNECT FURNITURE WHIPS TO NEW WORKSTATIONS | DECKER ELECTRIC CO INC | C | 3707 | 51 | 685 | MARKET ST |  | 6 | COMPLETE | 2015-05-28
EW20150526822 | 2015-05-26 | TENANT IMPROVEMENTS AT 11TH FLOOR- NEW LIGHTING POWER LIFE SAFETY | DECKER ELECTRIC CO INC | C | 3735 | 46 | 55 | HAWTHORNE ST |  | 11 | ISSUED | 2015-05-26
EW20150501941 | 2015-05-01 | MCKESSON - TI & LIFE SAFETY | MCMILLAN BROS ELECTRIC | C | 311 | 15 | 1 | POST ST |  | 20 | ISSUED | 2015-05-01
EW20150504301 | 2015-05-04 | KAISER #1 - ROOF - POWER TO NEW HVAC EQUIPMENT | MCMILLAN BROS ELECTRIC | C | 1539 | 3 | 4141 | GEARY BL |  | 0 | ISSUED | 2015-05-04
EW20150514381 | 2015-05-14 | SERVICE UPGRADE | MCMILLAN BROS ELECTRIC | R | 3122 | 42 | 547 | HEARST AV |  | 0 | COMPLETE | 2015-06-02
EW20150514361 | 2015-05-14 | SERVICE UPGRADE | MCMILLAN BROS ELECTRIC | R | 6778 | 2 | 2 | SAN GABRIEL AV |  | 0 | COMPLETE | 2015-06-02
EW20150513921 | 2015-05-13 | GO-PRO SWING SPACE - INSTALL ELECTRICAL CONNECTIONS FOR OPEN OFFICE FURNITURE. TI LIFE SAFETY MODIFICATIONS. DEMO & INSTALL OF SPEAKERS STROBES. | MCMILLAN BROS ELECTRIC | C | 3705 | 49 | 835 | MARKET ST | 0 | 7 | ISSUED | 2015-05-13
EW20150520321 | 2015-05-20 | CH2M HILL - POWER TO NEW FURNITURE | MCMILLAN BROS ELECTRIC | C | 3717 | 21 | 150 | SPEAR ST |  | 7 | ISSUED | 2015-05-20
E201505208743 | 2015-05-20 | REMOVAL OF 120V DUPOLES OUTLET AND POWER MOUNTED INSIDE TOWERSETREAM'S 3X3 EQUIOP0MENT CABINET REMOVED BACK TO THE SOURCE. | BRAYER ELECTRIC COMPANY | C | 291 | 005B | 580 | MARKET ST |  |  | ISSUED | 2015-05-20
E201505208744 | 2015-05-20 | REMOVAL OF 120V DUPOLES OUTLET AND POWER MOUNTED INSIDE TOWERSETREAM'S 3X3 EQUIOP0MENT CABINET REMOVED BACK TO THE SOURCE. | BRAYER ELECTRIC COMPANY | C | 283 | 13 | 895 | BUSH ST |  |  | ISSUED | 2015-05-20
EW20150514181 | 2015-05-14 | TENANT IMPROVEMENT - 9TH FLOOR #950 | MCCLURE ELECTRIC INC | C | 268 | 8 | 220 | MONTGOMERY ST |  | 950 | ISSUED | 2015-05-14
EW20150501041 | 2015-05-01 | REPLACE THE EXISTING 600 AMP SERVICE WITH NEW 600 AMP SERVICE WITH METER SOCKETS AND MAINS | BYINGTON ELECTRIC CORP | R | 3649 | 7 | 1064 | DOLORES ST |  | 1 | ISSUED | 2015-05-01
EW20150520521 | 2015-05-20 | CAFÉ TI INCLUDING LIGHTING AND POWER @ STARBUCKS TEMPORARY STORE - ONE MARKET PLAZA | PAGANINI ELECTRIC CORP(SEE SIGNATORIES) | C | 3713 | 7 | 1 | MARKET ST |  | 1 | COMPLETE | 2015-06-08
EW20150512521 | 2015-05-12 | TI PROJECT INCLUDING LIGHTING POWER DATA OUTLETS AND (1) FURNITURE FEED @ COLLEGE FUTURES FOUNDATION OF CA - 1 FRONT ST SUITE 1325 | PAGANINI ELECTRIC CORP(SEE SIGNATORIES) | C | 266 | 9 | 1 | FRONT ST |  | 13 | ISSUED | 2015-05-12
EW20150523461 | 2015-05-23 | REPLACE FUSE BOX WITH CIRCUIT BREAKER PANEL. | DELTA ELECTRIC | R | 7049 | 44 | 11 | MARGARET AV |  | 1 | ISSUED | 2015-05-23
E201505088428 | 2015-05-08 | 49B MIGUEL ST: BASEMENT: WIRE FURNACE. | DELTA ELECTRIC | R | 6665 | 77 | 49B | MIGUEL ST |  |  | COMPLETE | 2015-05-14
E201505088426 | 2015-05-08 | TO COMPLY WITH PHYSICAL INSPECTION REPORT #CC-7878. | DELTA ELECTRIC | R | 2647 | 25 | 39 | COLLINGWOOD ST |  |  | COMPLETE | 2015-05-20
EW20150507381 | 2015-05-07 | TELEDATA CABLING - JOB #T28009 | C B F INC | C | 312 | 4 | 720 | MARKET ST |  | 9 | COMPLETE | 2015-05-28
EW20150529961 | 2015-05-29 | ELECTRICAL T.I. JOB #34199 | C B F INC | C | 328 | 1 | 760 | MARKET ST |  | 4 | ISSUED | 2015-05-29
EW20150528721 | 2015-05-28 | LIGHTING POWER & DATA. JOB #34254 | C B F INC | C | 260 | 1 | 425 | CALIFORNIA ST |  | 19 | ISSUED | 2015-05-28
E201505288908 | 2015-05-28 | TO COMPLY WITH COMPLAINT #201277361. | BLUE LIGHT ELECTRIC | R | 3572 | 19 | 2791 | 16TH ST |  |  | ISSUED | 2015-05-28
EW20150519021 | 2015-05-19 | METRO JOB #59123 - 1ST FLOOR - BLOOMINGDALE'S WESTFIELD MALL - MICHAEL KORS - #12 THHN / MC CABLE (4) RECEPTACLES 2/4 HARDWIRE NEW DISPLAYS | METROPOLITAN ELECTRIC | C | 3705 | 49 | 845 | MARKET ST |  | 1 | COMPLETE | 2015-06-04
E201505288894 | 2015-05-28 | UNITS 5/12/14: TO OBTAIN A FINAL INSPECTION FOR WORK APPROVED UNDER EXPIRED PERMIT EW20121118081. | AARON ELECTRIC CO. | R | 3518 | 12 | 288 | 09TH ST |  |  | ISSUED | 2015-05-28
E201505128535 | 2015-05-12 | INSTALL 4 STOP 950LB RESIDENTIAL ELEVATOR WIRING WITH HALL STATIONS AND STOPS CONTROLLERS. SURFACE MOUNT IN HOISTWAY. | ACME HOME ELEVATOR INC. | R | 504 | 003D | 1670 | GREENWICH ST |  |  | COMPLETE | 2015-05-13
EW20150527382 | 2015-05-27 | UNIT# 301 NEW OUTLETS AND SWITCHES FOR BEDROOMS | PADILLA'S ELECTRIC | R | 249 | 7 | 1408 | CALIFORNIA ST |  | 3 | ISSUED | 2015-05-27
EW20150519162 | 2015-05-19 | UNIT #5 UNIT REMODEL | PADILLA'S ELECTRIC | R | 828 | 1 | 701 | FELL ST |  | 2 | ISSUED | 2015-05-19
EW20150504281 | 2015-05-04 | KITCHEN REMODEL UNIT #206 | PADILLA'S ELECTRIC | R | 3614 | 64 | 1085 | SOUTH VAN NESS AV | 0 | 2 | ISSUED | 2015-05-04
E201505078414 | 2015-05-07 | NEW CONSTRUCTION: SFD: G/F 1/F 2/F 3/F: 125AMP SERVICE UFER GROUND 20 CKTS 3 FEEDERS 1 PANEOBARD NEW LIGHTS SWITCHES 70 RECEPTACLES 4 FANS 1 DISHWASHER 1 DISPOSAL 1 MICROWAVE 1 RANGE 6 SMOKE DETECTORS. | JOHN BUCKLEY ELECTRIC | R | 2753 | 10 | 4308 | 21ST ST |  |  | ISSUED | 2015-05-07
E201505068360 | 2015-05-06 | REMODEL 1 BATHTROOM CONVERT 1/2 BATH TO 1 FULL BATH; 6 LIGHTS 6 SWITCHES 4 RECEPTACLES 2 FANS | CHONGSON CONSTRUCTION CO. | R | 596 | 62 | 1537 | PACIFIC AV | 0 |  | ISSUED | 2015-05-06
E201505058324 | 2015-05-05 | ADD 60 AMP SUB PANEL/ INSTALL OUTLETS FOR ARCADE MACHINES. DRYER HOOK UP - 30 RECEPTACLES | WOO ELECTRIC | R | 1250 | 28 | 1765 | WALLER ST |  |  | COMPLETE | 2015-05-13
E201505148600 | 2015-05-14 | UNIT 3: RELOCATE PANEL FROM CLOSET. | YICK ELECTRIC CO INC | R | 88 | 20 | 1736 | STOCKTON ST |  |  | COMPLETE | 2015-06-08
E201505048297 | 2015-05-04 | TO COMPLY WITH PHYSICAL INSPECTION REPORT CC-7950. | YICK ELECTRIC CO INC | R | 500 | 12 | 1246 | LOMBARD ST |  |  | ISSUED | 2015-05-04
E201505268841 | 2015-05-26 | PER ELECTRICAL INSPECTOR DENNIS HOLL SEPARATE ELECTRICAL PERMIT REQUIRED FOR SEPARATE BUILDING/SERVICE. REF PERMIT E201311135131 & PA201209059006 | ROYAL ELECTRIC CO | R | 870 | 3 | 101 | WALLER ST |  |  | ISSUED | 2015-05-26
E201505268837 | 2015-05-26 | CHANGE OF ADDRESS FROM 100 BUCHANAN ST TO 188 BUCHANAN ST | ROYAL ELECTRIC CO | R | 870 | 3 | 188 | BUCHANAN ST |  |  | ISSUED | 2015-05-26
E201505048284 | 2015-05-04 | NEW BATHROOM NEW CKT FOR GFCI & 2 LIGHTS ONE EXHAUST FAN. | LES T I LIN | R | 77 | 2 | 1731 | GRANT AV | 0 |  | ISSUED | 2015-05-04
EW20150514481 | 2015-05-14 | 303 2ND STREET - ZENEFITS - AREA UP TO 2 500 SQ FT - WBE JOB# 01-137484 - CONTACT LUIS ORTEGA - 415-559-5316 | W. BRADLEY ELECTRIC | C | 3749 | 62 | 303 | 02ND ST |  | 0 | ISSUED | 2015-05-14
EW20150505241 | 2015-05-05 | GUNDERSON 1 BUSH STREET 12TH FLOOR- WBE JOB# 02-137091- PERSON OF CONTACT IS PAUL BALDWIN 415-726-0121 | W. BRADLEY ELECTRIC | C | 290 | 11 | 1 | BUSH ST |  | 12 | ISSUED | 2015-05-05
EW20150511981 | 2015-05-11 | INSTALL ELECTRICAL DEVICES | CAPITOL ELECTRIC CONST | C | 234 | 17 | 5 | EMBARCADERO CENTER * |  | 1 | ISSUED | 2015-05-11
EW20150506421 | 2015-05-06 | LIFE SAFETY INSTALL | CAPITOL ELECTRIC CONST | C | 3717 | 22 | 123 | MISSION ST | 0 | 27 | ISSUED | 2015-05-06
EW20150512781 | 2015-05-12 | INSTALL (4) DOOR HOLDERS (2) SMOKE DETECTORS (2) SPEAKER STROBES. | CAPITOL ELECTRIC CONST | C | 311 | 15 | 1 | POST ST |  | 5 | ISSUED | 2015-05-12
E201505048267 | 2015-05-04 | 2ND FLOOR REMODEL - MASTER BATHROOM & CLOSETS HALL BATHROOM - 9 LIGHTS 7 SWITCHES 4 RECEPTACLES 2 FANS 3 SMOKE DETECTORS | KONA ELECTRIC INC | R | 7532 | 2 | 285 | TOPAZ WY |  |  | ISSUED | 2015-05-04
E201505048281 | 2015-05-04 | BAR AT CORNER OF BEACH ST AND LEAVENWORTH: REMOVE 3 EXTENSION CORDS. DJ BOTH AND AT MAIN PANEL SUPPLY MC HANGING. | COSMOS ELECTRIC CO **CHECK ID & NOTE*** | C | 10 | 1 | 2801 | LEAVENWORTH ST | 0 |  | ISSUED | 2015-05-04
EW20150522322 | 2015-05-22 | INSTALL NO 4 COPPER IN GRADE BEEM FOUNDATION FOR GROUND ELECTRODE. | J L ELECTRIC | R | 6513 | 5 | 228 | SAN JOSE AV |  | 0 | ISSUED | 2015-05-22
EW20150519801 | 2015-05-19 | 1000 AMP SERVICE | TUITE ELECTRIC INC | C | 4811 | 13 | 1370 | VAN DYKE AV |  | 1 | ISSUED | 2015-05-19
E201505138548 | 2015-05-13 | UNIT 206 - KITCHEN REMODEL ADD WASHER/DRYER RELOCATE LIGHTS - 10 LIGHTS 10 SWITCHES 10 RECEPTACLES DISHWASHER | D.C. CONSTRUCTION | R | 871 | 12 | 50 | LAGUNA ST |  | UNIT #206 | ISSUED | 2015-05-13
EW20150518081 | 2015-05-18 | INSTALL UFER GROUND | RORTECH ELECTRIC | R | 541 | 3 | 2901 | BUCHANAN ST | 0 | 1 | ISSUED | 2015-05-18
EW20150528881 | 2015-05-28 | INSTALLATION OF 18 RECESSED LIGHTS AND 3 SWITCHES FOR THESE LIGHTS | BRIGHT CONNECTIONS ELECTRICAL CO | R | 4073 | 018C | 739 | KANSAS ST |  | 1 | ISSUED | 2015-05-28
EW20150522201 | 2015-05-22 | 90 WORKSTATIONS FOR MODULAR PARTITIONS | SERVICE WEST | C | 3701 | 65 | 1275 | MARKET ST | 0 | 11 | COMPLETE | 2015-05-26
E201505198702 | 2015-05-19 | ADDRESS CORRECTION FOR EW20150504441. 9/F. | SERVICE WEST | C | 3508 | 39 | 875 | STEVENSON ST |  | NINTH | ISSUED | 2015-05-19
EW20150520281 | 2015-05-20 | 56 WORKSTATIONS FOR MODULAR PARTITIONS | SERVICE WEST | C | 3708 | 96 | 55 | 02ND ST | 0 | 8 | COMPLETE | 2015-06-03
EW20150512421 | 2015-05-12 | TENNANT IMPROVEMENT 1 RELOCATE 400A 120/208V PANEL ADD (1) 200A 120/208V PANEL RETROFIT ALL LIGHTING TO LED AND ADD 48 DUPLEX RECEPTACLES. ADD LIGHTING CONTROL DEVICES TO MEET T24 COMPLIANCE ADD POWER TO NEW HVAC UNITS | NEW AGE ELECTRIC INC | C | 3980 | 8 | 415 | DE HARO ST |  | 101 | ISSUED | 2015-05-12
EW20150528821 | 2015-05-28 | RENEWAL OF EXPIRED PERMIT #EW20130906001 BATHROOM & LIVING ROOM REMODEL. | BOLT ELECTRIC | R | 2623 | 179 | 4150 | 17TH ST | 12 | 3 | COMPLETE | 2015-06-02
E201505298940 | 2015-05-29 | FEED CIRCUIT TO TANKLESS WATER HEATER. CONNECT HEATER. 3RD FLOOR | THOMAS A LUCCHESI ELECTRI | R | 1411 | 12 | 2134 | CLEMENT ST |  |  | COMPLETE | 2015-06-03
E201505018233 | 2015-05-01 | UFER GROUND. | S & W ELECTRIC INC. | R | 5948 | 026B | 5 | NAPLES ST |  |  | ISSUED | 2015-05-01
EW20150528761 | 2015-05-28 | RELOCATE SUB PANEL. NEW RECESSED LIGHTING NEW DEDICATED POWER FOR WINE COOLERS/POS STATION NEW G/P OUTLETS | WELLS ELECTRICAL INC | C | 257 | 12 | 600 | STOCKTON ST | 0 | 1 | ISSUED | 2015-05-28
EW20150507101 | 2015-05-07 | RETAIL 1: NEW 125 KVA 480-208/120Y TRANSFORMER 200AMP 600V 3 PHASE DISCONNECT 400 AMP PANEL BOARD. 1 X SERVICE OUTLET 1 SERVICE LIGHT FIXTURE 1 X BATHROOM- 2 FIXTURES 1 X INSTA HOT 1 OUTLET 1 EXHAUST FAN 1 X 5 TON HVAC SUPPLY | WELLS ELECTRICAL INC | C | 871 | 16 | 1844 | MARKET ST |  | 1 | ISSUED | 2015-05-07
EW20150528743 | 2015-05-28 | NEW MASTER BATHROOM NEW ROOF DECK POWER AND LIGHTING | WELLS ELECTRICAL INC | R | 3584 | 12 | 562 | SANCHEZ ST |  | 3 | ISSUED | 2015-05-28
E201505228798 | 2015-05-22 | REF PMW20150207836: CONDUIT TO CONTROL WIRING FOR SPINKL UNIT PER PAUL ORTIZ. | MASON MECHANICAL SERVICE | R | 2883 | 8 | 290 | DORANTES AV |  |  | COMPLETE | 2015-06-02
EW20150528864 | 2015-05-28 | INSTALL NEW FOR 6 LIGHTS 5 RECEPTACLES 3 SWITCHES | BROTHER COMPANY *** CHECK I.D. *** | R | 3651 | 36 | 3841 | 23RD ST |  | 2 | ISSUED | 2015-05-28
EW20150507261 | 2015-05-07 | INSTALL ELECTRICAL COMPONENTS IN MODULAR FURNITURE - (2) WORKSTATIONS | BAY AREA INSTALLATIONSIN | C | 262 | 8 | 130 | BATTERY ST |  | 4 | ISSUED | 2015-05-07
E201505288920 | 2015-05-28 | HVAC CONNECTIONS FOR PW20140311573. OK BK. | REID HEATING & ENERGY INC. | R | 4004 | 24 | 251 | ARKANSAS ST |  |  | COMPLETE | 2015-06-04
EW20150501981 | 2015-05-01 | ADD NEW CIRCUITS FOR DISH/DISP MICROWAVE 2 COUNTER CIRCUITS HOOD STOVE 220V. REPLACE EXISTING CEILING LIGHT WITH FLUORESCENT LIGHT. | ELECTRICAL SYSTEMS | R | 5626 | 18 | 95 | GATES ST |  | 1 | ISSUED | 2015-05-01
E201505018237 | 2015-05-01 | FRONT HOUSE - L LIGHTS IN TIMER 8 RECEPTACLES ON 1ST AND 2ND FLOOR | MAR ELECTRIC SERVICE | R | 1606 | 36 | 746 | 39TH AV |  |  | ISSUED | 2015-05-01
EW20150518541 | 2015-05-18 | UPGRADES TO ELECTRICAL SYSTEM FOR CONDO CONVERSION. HOUSE METER COMMON AREA POWER RE-FEED AND CLEANUP CITY INSPECTION REPORT # CC-7933 | RICHARD O. BROWN | R | 3616 | 54 | 3239 | 21ST ST |  | 1 | ISSUED | 2015-05-18
EW20150512481 | 2015-05-12 | INSTALL UFER GROUND | K S ELECTRIC | R | 2426 | 004P | 2580 | 26TH AV |  | 1 | ISSUED | 2015-05-12
E201505118479 | 2015-05-11 | WORK IN UNIT 305: INSTALL NEW 70 AMP SUB PANEL PROVIDE NEW WIRING FOR NEW KITCHEN AND 2 BATH. INSTALL SMOKE DETECTORS UPGRADE ALL WIRING. INSTALL NEW REC. LIGHTS. 10 LIGHTS 20 SWITCHES 26 RECEPTACLES 2 FANS 1 DISHWASHER 1 GARBAGE DISPOSAL 1 MICROWAVE 1 RANGE 4 SMOKE DETECTORS. | JERRY ZBRZEZNY | R | 1409 | 1 | 301 | 24TH AV |  | 1ST THRU 3RD FLR | ISSUED | 2015-05-11
E201505118490 | 2015-05-11 | SERVICE UPGRADE 125A #2 THHN DOUBLE METER SOCKET 2 PANELS 1 CKT 1 RECETPACLES; PROVIDE ADDITIONAL CKT TO UPPER FLOOR. | POWER ELECTRIC | R | 1838 | 001J | 1027 | JUDAH ST |  |  | ISSUED | 2015-05-11
E201505058343 | 2015-05-05 | UNIT 305 - ALL NEW ELECTRICAL FINISHES. RE-ROUTE UTILITIES ADD WASHER AND DRYER - 8 LIGHTS 4 SWITCHES 9 RECEPTACLES FAN DISHWASHER | CAL INC. | R | 523 | 014A | 2600 | VAN NESS AV |  | 3RD FLR | ISSUED | 2015-05-05
EW20150513942 | 2015-05-13 | INSTALL AN UFER GROUND | CANNING ELECTRIC INC | R | 521 | 13 | 1674 | FILBERT ST | 0 | 1 | ISSUED | 2015-05-13
E201505118500 | 2015-05-11 | TREASURE ISLAND: RUNNING POWER TO 4 A/C UNITS (2-50A 2-20A). | CANNING ELECTRIC INC | C | 1939 | 1 | 850 | AVENUE I * |  |  | COMPLETE | 2015-05-18
E201505138553 | 2015-05-13 | INSTALLATOIN OF TEMP POWER FOR TRADE SHOW: APPSWORLD: MAY 10-13 2015 SHOW #24600175. | GES/TSE ELECTRICAL SVRC | C | 3724 | 18 | 800 | HOWARD ST |  |  | COMPLETE | 2015-06-04
E201505288904 | 2015-05-28 | INSTALL (1) ILLUMINATED WALL SIGN AND (1) ILLUMINATED CANOPY SIGN. | ELLIS & ELLIS SIGNS SYSTEM | C | 14 | 1 | 250 | BEACH ST |  | 14 | ISSUED | 2015-05-28
EW20150514341 | 2015-05-14 | 10342-T/I LIGHTS/PLUGS/SWITCH FOR 2 NEW CONFERENCE ROOMS. NO LIFE SAFETY | ASF ELECTRIC INC | C | 3774 | 67 | 501 | 02ND ST |  | 7 | ISSUED | 2015-05-14
EW20150506781 | 2015-05-06 | 10350-REMOVE OUTLETS AND REPLACE WITH NEW FINISHES. | ASF ELECTRIC INC | C | 236 | 17 | 100 | CALIFORNIA ST |  | 0 | ISSUED | 2015-05-06
E201505288927 | 2015-05-28 | INSTALL LIGHTS RECEPTACLES AND SWITCHES PER ENTIRE BUILDING REMODELING: 12 LIGHTS 5 SWITCHES 20 RECEPTACLES. | CURTIS ELECTRICAL CO. | R | 132 | 9 | 524 | VALLEJO ST | 0 |  | ISSUED | 2015-05-28
EW20150505161 | 2015-05-05 | REWIRE THE ENTIRE UNIT WITH NEW UFER GROUND | CELTIC ELECTRIC | R | 0436F | 28 | 1767 | NORTH POINT ST |  | 1 | ISSUED | 2015-05-05
EW20150512281 | 2015-05-12 | PG&E CUT OF HOUSE ELECTRICAL MAIN POWER BECAUSE OF AN ILLEGAL PANEL IN GARAGAL. REMOVE ILLEGAL PANEL AND SET UP INSPECTION .RECONNECT POWER TO HOUSE | J.D. YOUNG ELECTRICAL CO. | R | 6120 | 13 | 130 | DWIGHT ST |  | 1 | COMPLETE | 2015-05-14
EW20150512601 | 2015-05-12 | INSTALL UFER PER ELECTRIC CODE IE BONDING TO GAS WATER PIPES AND CONNECT TO EXISTING ELECTRICAL PANEL. UNDERGROUND WILL BE CONNECTED TO LATERAL GRADE BEAM REBAR CAGE UNDER STEEL MOMENT FRAME. WORK IS IN CONJUNCTION WITH SOFT STORY WORK PERM APP#201505055343 | SEISMIC RETROFITTERS | R | 518 | 40 | 1911 | GREENWICH ST |  | 1 | COMPLETE | 2015-05-21
EW20150527181 | 2015-05-27 | ELECTRICAL UPGRADE | ROBERTS ELECTRIC CO INC | C | 4059 | 1 | 601 | 19TH ST |  | 1 | ISSUED | 2015-05-27
E201505018248 | 2015-05-01 | REF E201504137725: COMBINED SF FEES: REMODEL ELECTRICAL NEW LIGHTS PLUGS PANELS SWITCHES. | DELTA ELECTRIC CONSTRUCTION | C | 30 | 12 | 2598 | TAYLOR ST |  |  | ISSUED | 2015-05-01
E201505188671 | 2015-05-18 | FULL HOUSE REWIRE ALL LIGHTING ELECTRIVAL AND CONTROLS: 38 CKTS 150A PANEBOARD 44 NEW LIGHTS 22 SWITCHES 72 RECEPTACLES 1 D/W 1 DISPOSAL 6 SMOKE DETECTORS. | MARINA ELECTRICAL CONSTRUCTION | R | 948 | 26 | 2770 | LYON ST |  |  | ISSUED | 2015-05-18
EW20150520541 | 2015-05-20 | MODULAR OFFICE FURNITURE AND INSTALLATION | ADVANCED INSTALLATION SERVICES INC | C | 241 | 27 | 600 | CALIFORNIA ST | 0 | 8 | COMPLETE | 2015-06-01
EW20150501061 | 2015-05-01 | MODULAR FURNITURE INSTALLATION | ADVANCED INSTALLATION SERVICES INC | C | 3713 | 6 | 1 | MARKET ST |  | 3 | ISSUED | 2015-05-01
E201505118507 | 2015-05-11 | ROOFTOP: DISCONNECT FOR EXHAUST FAN ON ROOF: 1-20A 2-12GAUGE. | COMFORT DYNAMICS INC. | C | 56 | 2 | 140 | CHESTNUT ST |  |  | COMPLETE | 2015-05-15
E201505128521 | 2015-05-12 | UNIT #2 - REMODEL KITDHEN & BATHROOM - 6 LIGHTS 5 SWITCHES 10 RECEPTACLES 1 FAN. | MUTUAL SEIKO CONSTRUCTION | R | 2356 | 2 | 2349 | 27TH AV | 0 |  | ISSUED | 2015-05-12
E201505208733 | 2015-05-20 | REMODEL BATHROOM & REC ROOM AT TOP FLOOR: MOVE OUTLETS & SWITCHES IN REC ROOM & BATHROOM. | SPRYSCAPES CONST INC | R | 1637 | 16 | 683 | 07TH AV |  | FRONT BLDG | ISSUED | 2015-05-20
E201505228806 | 2015-05-22 | ALL FLOORS: INSTALL L/V WIRING; INSTALL 18GA L/V WIRE TO POWER UP MEX MODULES; 30 SERVICES 0 TO 10A - #18 WIRE. | AIR SYSTEMS INC. | C | 3722 | 367 | 151 | 03RD ST |  |  | ISSUED | 2015-05-22
E201505138570 | 2015-05-13 | REMODELING (E) KITCHEN REMODELING (E) MASTER BATHOOM AND BATHROOM/POWDER ROOM. NEW PANEL NEW RECCESSED LIGHTS 125AMP PANELBOARD 50 LIGHTS 10 SWITCHES 12 RECEPTACLES 3 FANS 1 DISHWAHSER 1 DISPOSAL 1 MICORWAVES 1 RANGE. 6 SMOKE DETECTORS. | CASTLE BUILDER SO | R | 2034A | 34 | 732 | NORIEGA ST |  |  | ISSUED | 2015-05-13
E201505118481 | 2015-05-11 | UPGRADE 200 AMP SERVICE UNIT REMODEL 30 LIGHTS 30 SWITCHES 100 RECEPTACLES GARBAGE DISPOSAL | Y D CONSTRUCTION CO. INC. | R | 3502 | 34 | 43 | GUERRERO ST |  |  | ISSUED | 2015-05-11
EW20150527222 | 2015-05-27 | INSTALLATION OF LIGHTS AND POWER | TREVOR DOHERTY ELECTRIC INC | R | 125 | 13 | 1814 | HYDE ST |  | 1 | ISSUED | 2015-05-27
E201505058308 | 2015-05-05 | 1/F: REWIRE BEDROOM OUTLETS 1 OUTLET FOR GARAGE DOOR OPENERS 6 CKTS 100AMP SERVICE COMBO METER & 100A MAIN PANELBOARD 5 LIGHTS 5 SWITCHES 16 RECEPTACLES. | EAST BAY ELECTRIC | R | 2480 | 003I | 2643 | 16TH AV |  |  | ISSUED | 2015-05-05
E201505058316 | 2015-05-05 | NEW GFI TO BATHROOM CKT. | STROUD CONSTRUCTION | R | 3271 | 12 | 101 | PINEHURST WY |  |  | ISSUED | 2015-05-05
E201505068388 | 2015-05-06 | LOWER BATHROOM BED AND CLOSET: 5 CKTS 15 LIGHTS 10 SWITCHES 13 RECEPTACLES 1 FAN 1 SMOKE DETECTOR. | FRAN MORE ELECTRIC | R | 1069 | 33 | 106 | COLLINS ST |  |  | ISSUED | 2015-05-06
EW20150508541 | 2015-05-08 | ADD EXTERIOR LIGHT AND RECEPTACLE AND SWITCHED LANDSCAPE RECEPTACLE. ADD TWO SWITCHES. | WIES ELECTRIC | R | 2131A | 7 | 57 | CRAGMONT AV |  | 1 | ISSUED | 2015-05-08
EW20150512561 | 2015-05-12 | REMODEL OF KITCHEN AND BATHROOM AS PER PLANS | RODNEY E FITE INC. | R | 99 | 32 | 996 | UNION ST |  | 1 | ISSUED | 2015-05-12
EW20150526843 | 2015-05-26 | RE-WIRE MOST OF HOUSE AS PER APPROVED PLANS | RODNEY E FITE INC. | R | 3011 | 24 | 121 | SAN PABLO AV |  | 1 | ISSUED | 2015-05-26
EW20150528502 | 2015-05-28 | WIRING OF NEW MULTI-FAMILY RESIDENTIAL APARTMENT BUILDING. | M D E NORTH ELECTRIC COMPANY INC. | R | 4884 | 25 | 2600 | ARELIOUS WALKER DR |  | 1 | ISSUED | 2015-05-28
E201505058348 | 2015-05-05 | UNIT 315: REMODEL BATHROOM KITCHEN AND ADD LAUNDRY (W/D). | ARANA GROUP INC. | R | 6544 | 21 | 660 | CLIPPER ST |  |  | ISSUED | 2015-05-05
E201505058347 | 2015-05-05 | UNIT 62: REMODELING KITCHEN & BATHROOM & NEW WASHER/DRYER. | ARANA GROUP INC. | R | 272 | 14 | 795 | PINE ST |  |  | ISSUED | 2015-05-05
E201505288918 | 2015-05-28 | TO OBTAIN A FINAL INSPECTION FOR WORK APPROVED UNDER PREVIOUS PERMIT E201404028637. | M 2 DESIGN (CK ID) | R | 3631 | 36 | 979 | DOLORES ST |  |  | COMPLETE | 2015-06-08
EW20150527461 | 2015-05-27 | KITCHEN BATHROOM AND POWDER ROOM REMODEL ADD RECESSED LIGHTS IN LIVING AREA RELOCATE PANEL | M J ELECTRIC SERVICES | R | 2717 | 64 | 655 | CORBETT AV | 206 | 2 | ISSUED | 2015-05-27
E201505188674 | 2015-05-18 | INSTALL THE 400AMP SERVICE UFER GROUND ONLY. | ANDY ELECTRIC SERVICES | R | 3538 | 115 | 30 | WALTER ST | 0 |  | ISSUED | 2015-05-18
EW20150527381 | 2015-05-27 | 200A 3-WIRE TEMP POWER POLE...10K AIC | AMPLEX ELECTRICAL INC | R | 512 | 25 | 2353 | LOMBARD ST |  | 1 | COMPLETE | 2015-06-01
EW20150528861 | 2015-05-28 | THE WORK TO BE PERFORMED IS BASED ON CC-7894 INSPECTION REPORT. | BRESLIN ELECTRIC | R | 652 | 29 | 2253 | CALIFORNIA ST |  | 1 | ISSUED | 2015-05-28
E201505018259 | 2015-05-01 | ELECTRIVAL: 1 ANNUNCIATOR 1 SMOKE 1 MANUAL F/A BOX 18 SPEAKER/STROBE 4 STROBES. | BAY ALARM COMPANY | C | 3637 | 23 | 2665 | MISSION ST |  |  | ISSUED | 2015-05-01
E201505138577 | 2015-05-13 | ELECTRICAL: 1 FACU 2 SMOKE DETECTORS 1 MANUAL 1 HEAT DETECTOR 2 BELLS. | BAY ALARM COMPANY | R | 473 | 15 | 1275 | BAY ST |  |  | ISSUED | 2015-05-13
E201505138575 | 2015-05-13 | ELECTRICAL 1 FACU 2 SMOKE DETECTORS 1 MANUAL PULL 3 BELLS. | BAY ALARM COMPANY | R | 6520 | 31 | 1015 | SHOTWELL ST | 0 |  | ISSUED | 2015-05-13
E201505158640 | 2015-05-15 | SOLAR: INSTALL 30 ROOF MOUNTED SOLAR PV MODS 260W/MOD 1 INTERCTIVE INVERTER AT 6 POWER RATING 7.8KW TOTAL RATING. | SOLARCITY CORPORATION | R | 2129 | 14 | 2 | QUINTARA ST |  |  | ISSUED | 2015-05-15
EW20150527361 | 2015-05-27 | INSTALL NEW 125 AM. MAIN SERVICE PANEL. | SOLARCITY CORPORATION | R | 7013 | 32 | 38 | JULES AV |  | 1 | ISSUED | 2015-05-27
EW20150511821 | 2015-05-11 | INSTALL (8) ROOF TOP PIPE MOUNTED SOLAR PANELS. (2.08KW) - 8 ROOF-MOUNTED SOLAR PV MODULES 260 WATTS PER MODULE 1 INTERACTIVE INVERTER TOTAL NO. OF RATING 3.8 KW. | SOLARCITY CORPORATION | R | 1641 | 18 | 673 | 03RD AV |  | 2 | ISSUED | 2015-05-11
E201505068365 | 2015-05-06 | INSTALL FIRE ALARM SYSTEM AND LIFE SAFETY WITNESS TEST | K K ELECTRIC & ALARM COMPANY | R | 4094 | 24 | 946 | RHODE ISLAND ST |  | WHOLE BUILDING | ISSUED | 2015-05-06
EW20150504601 | 2015-05-04 | SOLAR INSTALLATION - 15 ROOF-MOUNTED SOLAR PV MODULES 270 WATTS PER MODULE 15 INTERACTIVE INVERTER AT 215 TOTAL NO. OF RATING 4.0 KW - 15 ROOF-MOUNTED SOLAR PV MODULES 270 WATTS PER MODULE 15 INTERACTIVE INVERTER TOTAL NO. OF RATING 4 KW. | GOLDEN GATE ELECTRIC | R | 6085 | 4 | 426 | PARIS ST |  | 426 | COMPLETE | 2015-05-13
EW20150504561 | 2015-05-04 | SOLAR INSTALLATION - 15 ROOF-MOUNTED SOLAR PV MODULES 270 WATTS PER MODULE 15 INTERACTIVE INVERTER AT 215 TOTAL NO. OF RATING 4.0 KW - 15 ROOF-MOUNTED SOLAR PV MODULES 270 WATTS PER MODULE 15 INTERACTIVE INVERTER TOTAL NO. OF RATING 4 KW. | GOLDEN GATE ELECTRIC | R | 1790 | 009B | 1355 | 35TH AV |  | 1355 | COMPLETE | 2015-05-07
E201505058349 | 2015-05-05 | ADD 2 BEDROOMS 1 FULL BATHROOM 1 MEDIA ROOM - 10 LIGHTS 12 SWITCHES 25 RECEPTACLES FAN 4 SMOKE DETECTORS | MZ CONSTRUCTION COMPANY | R | 5920 | 2 | 12 | SOMERSET ST |  |  | ISSUED | 2015-05-05
EW20150505081 | 2015-05-05 | INSTALL UFER GROUND ONLY | SKYLAND CONSTRUCTION INC. | R | 1367 | 27 | 4550 | CALIFORNIA ST |  | 1 | COMPLETE | 2015-05-06
EW20150512302 | 2015-05-12 | REMOVE/REPLACE ANTENNAS ADD 3 RRH ADD 2.5 EQUIPMENT IN (E) CABINET ADD NEW 2.5 BATTERIES IN (E) CABINET | ELECTRIC TECH CONSTRUCTION INC | R | 670 | 14 | 1334 | VAN NESS AV | 0 | 0 | ISSUED | 2015-05-12
E201505048307 | 2015-05-04 | RELOCATING 2 COUNTER PLUGS IN KITCHEN AND INSTALL 3 ADDITIONAL RECEPTACLES TOTAL 5 | QUAWEAY ELECTRIC | R | 4081 | 64 | 725 | FLORIDA ST | 10 |  | ISSUED | 2015-05-04
EW20150519841 | 2015-05-19 | FOR: SPARKS-GOOGLE I/O SHOW DAYS 5/28-29/2015 MOSCONE WEST SHOW #417644 | FREEMAN DECORATING SERVICES INC | C | 3724 | 36 | 800 | HOWARD ST |  | 1 | COMPLETE | 2015-06-04
E201505268821 | 2015-05-26 | KITCHEN & BATH REMODL: REPLACE CABINET SINK COUNTERTOP APPLIANCES INSTALL SHOWER PAN UPDATE ELECTRICAL INSTALL LIGHTING; 15 LIGHTS 5 SWITCHES 8 RECEPTACLES 1 FAN 1 DISHWASHER 1 GARBAGE DISPOSAL 1 MICROWAVE 1 RANGE 2 SMOKE DETECTORS | I.D.O.CONSTRUCTION INC. | R | 6600 | 33 | 259 | DUNCAN ST |  |  | ISSUED | 2015-05-26
EW20150526661 | 2015-05-26 | NEW LOWER BATHROOM AND BEDROOM | SASSO CONSTRUCTION INC. | R | 3064 | 22 | 494 | MANGELS AV |  | 1 | ISSUED | 2015-05-26
E201505128519 | 2015-05-12 | #A: 6 RECEPTACLES 1 GARBAGE DISPOSAL 1 MICROWAVE 1 RANGE; KITCHEN REWIRING | D A W ELECTRIC INC | R | 1217 | 8 | 309 | SCOTT ST |  | 2ND FLR | ISSUED | 2015-05-12
E201505218779 | 2015-05-28 | INSTALL 20 OUTLETS 15 LIGHTS 6 SWITCHES 1 FAN. | D A W ELECTRIC INC | C | 2081 | 28 | 3755 | NORIEGA ST |  |  | ISSUED | 2015-05-28
EW20150528541 | 2015-05-28 | INSTALL NEW 150 AMP MAIN PANEL FOR UNIT 1200-C. CONNECT EXISTING CONDUIT AND INSTALL NEW BREAKERS. INSTALL 100 AMP TESLA WALL CONNECTOR 20 FEET FROM MAIN ELECTRICAL PANEL. | CHRISTOPHER L MC WHERTER | R | 4001 | 9 | 1200 | 18TH ST |  | 0 | ISSUED | 2015-05-28
EW20150507141 | 2015-05-07 | ELECTRICAL WIRING TO RECEPTACLES AND LIGHTING FOR TENANT IMPROVEMENT OF A CLOTHING STORE | BRITE ELECTRIC INC. | C | 816 | 27 | 371 | HAYES ST | 0 | 1 | ISSUED | 2015-05-07
E201505198705 | 2015-05-19 | MAIN FLOOR: KITCHEN REMODEL: 8 LIGHTS 3 SWITCHES 15 RECEPTACLES 1 DISHWASHER 1 GARBAGE DISPOSAL 1 MICROWAVE 1 RANGE; REPLACE ALL ELECTRICAL OUTLETS CHANGE ALL LIGHTS TO LED (HF) LIGHTS. REPLACE RANGE AND HOOD. OTHER EQUIPMENT: HOOD | SOUTH HILL CONSTRUCTION | R | 2975 | 12 | 142 | GRANVILLE WY |  | MAIN FLOOR | ISSUED | 2015-05-19
E201505128515 | 2015-05-12 | TO OBTAIN A FINAL INSPECTION FOR WORK APPROVED UNDER EXPIRED PERMIT E201402117236. | ELI FLORES | R | 5744 | 36 | 225 | CRESCENT AV |  |  | ISSUED | 2015-05-12
E201505088463 | 2015-05-08 | 3RD STORY OF CONDOMINIUM - KITCHEN REMODEL AND BATHROOM RELOCATION - 9 LIGHTS 5 SWITCHES 13 RECEPTACLES FAN DISHWASHER RANGE | LEMA CONSTRUCTION | R | 653 | 62 | 46 | ORBEN PL |  |  | ISSUED | 2015-05-08
EW20150514321 | 2015-05-14 | ADD NEW SUB PANEL NEW GROUDING AND ADDING OUTLETS | RONAN MC CONNELL ELECTRIC | R | 2841 | 15 | 7 | MAGELLAN AV |  | 1 | ISSUED | 2015-05-14
EW20150514281 | 2015-05-14 | KITCHEN REMODEL | RONAN MC CONNELL ELECTRIC | R | 542 | 61 | 1990 | GREEN ST | 401 | 4 | ISSUED | 2015-05-14
E201505188692 | 2015-05-18 | INSTALL: RESIDENTIAL ELEVATOR 3 LEVELS SFD. | REICA CONSTRUCTION INC | R | 6621 | 30 | 497 | VALLEY ST |  |  | ISSUED | 2015-05-18
E201505078390 | 2015-05-07 | ADD GARAGE LIGHTS / PLUGS. CHANGE PANEL 100A. | POLR ELECTRIC | R | 1546 | 26 | 560 | 04TH AV |  |  | ISSUED | 2015-05-07
E201505268856 | 2015-05-26 | UNIT #709 - KITCHEN BATHROOM AND BEDROOMS REMODEL. | V P ELECTRIC CO | R | 322 | 12 | 641 | OFARRELL ST |  |  | ISSUED | 2015-05-26
EW20150526881 | 2015-05-26 | DOWNSTAIRS ADDITION. NEW BATHROOM BEDROOM HALLWAY ECT | LLOYD ELECTRIC | R | 2036A | 3 | 1731 | FUNSTON AV |  | 1 | ISSUED | 2015-05-26
E201505158630 | 2015-05-15 | 1ST FLR: RE-WIRE 1ST FLR TO PRE FLOOD CONDITIONS PER CITY ATTORNEY OFFICE WORK BY HAYLEY ELECTRIC 819335 | NUCO DBA PREMIER CONSTRUCTION SERVICES | R | 2481 | 9 | 2671 | 15TH AV |  | 1 | ISSUED | 2015-05-15
E201505278883 | 2015-05-27 | UNIT 5: REPLACE SUBPANEL UPGRADE WIRING IN KITCHEN BATHROOM: 10 LIGHTS 10 SWITCHES 10 RECEPTACLES. | C&M DEVELOPMENT & CONSTRUCTION INC | R | 335 | 19 | 669 | ELLIS ST |  |  | ISSUED | 2015-05-27
E201505228795 | 2015-05-22 | 3126A LAGUNA ST: TO COMPLY WITH PHYSICAL INSPECTION REPORT CC-7887. | D B S ELECTRIC | R | 506 | 38 | 3126 | LAGUNA ST |  | 3126A LAGUNA ST | ISSUED | 2015-05-22
E201505158634 | 2015-05-15 | REPLACEMENT OF ALL KITCHEN APPLIANCES REPLACEMENT OF ELEC OUTLETS & SWITCHES INSTALLATION OF NEW VENTILATION HOOD REPLACEMENT OF LIGHTS IN KITCHEN/LIVING/DINING RMS AND HALLWAY UPRGRADE SERVICE TO 200 AMPS 20 CIRCUITS 13 LIGHTS 14 SWITCHES 18 RECEPTACLES 1 FAN 1 DISHWASHER 1 GARBAGE DISPOSAL 1 MICROWAVE | O'SHAUGHNESSY CONSTRUCTION | R | 2075 | 4 | 1835 | 38TH AV |  |  | ISSUED | 2015-05-15
E201505288903 | 2015-05-28 | TO OBTAIN A FINAL INSPECTION FOR WORK APPROVED UNDER EXPIRED PERMIT E201312065646 AND TO ALSO INCLUDE ADDITIONAL WORK ON GROUND FLOOR: 50 LIGHTS 10 SWITCHES 10 RECEPTACLES 3 FANS. | M M BAY AREA CONSTRUCTION INC | R | 6978 | 14 | 17 | EDGAR AV |  |  | COMPLETE | 2015-05-28
EW20150521941 | 2015-05-21 | NEW 100 AMP SERVICE ONLY | YING'S ELECTRICIAN CORPORATION | R | 5305 | 11 | 1738 | NEWCOMB AV |  | 1 | COMPLETE | 2015-05-27
E201505298970 | 2015-05-29 | REPLACING TUBE LIGHTING WITH LED IN WAITING ROOM CIELING - 8 CAN LIGHTS | R C CONSTRUCTION | R | 1826 | 42 | 2215 | JUDAH ST |  |  | ISSUED | 2015-05-29
E201505228817 | 2015-05-22 | INSTALL 6 ROOF MOUNTED SOLAR PV MODULES 260 WATTS PER MODULE INSTALL 6 INTERACTIVE INVERTERS 215 POWER RATINGS AT 1.56 KW. INSTALL NEW SUB PANEL | HIGH DEFINITION SOLAR INC (DBA) HIGH DEF | R | 7027A | 17 | 150 | SHAWNEE AV |  |  | COMPLETE | 2015-06-05
E201505208735 | 2015-05-20 | #418- REPLACE EXISTING SPRINKLER MONITORING SYSTEM REPLACE SMOKE DETECTOR PULL STATION HORNSTROBE 6 MODULES ADD IPGSM COMMUNICATOR. | TYCO INTEGRATED SECURITY LLC | C | 5287 | 2 | 2000 | MCKINNON AV |  |  | ISSUED | 2015-05-20
E201505208759 | 2015-05-20 | NEW ELECTRICAL TO SFD 200AMP SERVICE 100AMP SUBPANEL 3 NEW 3IN U/G CONDUIT 3-3¦0 200AMP METER MAIN NEW LIGHTS SWITCHERS 96 RECEPTACLES 2 FANS 1 DISHWASHER 9 SMOKE DETECTORS. | LEGACY ELECTRIC | R | 2629 | 21 | 1110 | ASHBURY ST |  |  | ISSUED | 2015-05-20
EW20150529041 | 2015-05-29 | COMPLETE ELECTRICAL INSTALLATION WIRING INSTALLATION OF NEW APPLIANCES LIGHT FIXTURES ETC. | MID-PENINSULA ELECTRIC & SERVICE INC | R | 1008 | 53 | 310 | WALNUT ST |  | 1 | ISSUED | 2015-05-29
E201505018263 | 2015-05-01 | KITCHEN REMODEL 3 BATHROOMS AND TWO BEDROOMS MEDIA ROOM REWIRE WHOLE HOUSE ADD SUBPANEL NEW LIGHTS SWITCHES RECEPTACLES 4 FANS 1 D/W 1 G/D 1 M/W 9 SMOKE DETECTORS. | HO BOK CONSTRUCTION | R | 4996 | 10 | 994 | LE CONTE AV |  |  | ISSUED | 2015-05-01
E201505088441 | 2015-05-08 | UNIT 803 - INSTALL CIRCUITS FROM NEW SUB PANEL TO NEW KITCHEN AND BATH REMODELS - 4 LIGHTS 4 SWITCHES 10 RECEPTACLES DISHWASHER GARBAGE DISPOSAL 2 SMOKE DETECTORS | NOMELLINI CONSTRUCTION | R | 323 | 20 | 575 | OFARRELL ST |  |  | ISSUED | 2015-05-08
E201505208762 | 2015-05-20 | UNIT 524: INSTALL NEW CKTS FROM NEW SUBPANEL TO NEW KITCHEN & BATHROOM REMODEL: 4 LIGHTS 7 SWITCHES 10 RECEPTACLES 1 DISHWASHER 1 DISPOSAL 2 SMOKE DETECTORS. | NOMELLINI CONSTRUCTION | R | 343 | 8 | 50 | GOLDEN GATE AV |  |  | ISSUED | 2015-05-20
E201505128520 | 2015-05-12 | INTERIOR REMODELING ON 2ND FLOOR. RELOCATE KITCHEN REMODEL BATHROOM ADD NEW BATHROOM INFILL LIGHT COURT. 20 LIGHTS 14 SWITCHES 10 RECETPACLES 1 DISHWASHER 1 GARBAGE DISPOSAL 1 MICROWAVE 1 RANGE 1 SMOKE DETECTOR. 4 CIRCUITS. | M C TRAN CONSTRUCTION | R | 5501 | 69 | 3287 | CESAR CHAVEZ ST |  |  | ISSUED | 2015-05-12
E201505278871 | 2015-05-27 | 2 BATHROOMS ON 1ST FLOOR - 7 LIGHTS 6 SWITCHES 6 RECEPTACLES 2 FANS | DEWELL BUILT INC. | R | 1091 | 39 | 163 | WOOD ST | 1 |  | ISSUED | 2015-05-27
E201505198715 | 2015-05-19 | REMODEL BATHROOM REPLACE (E) VANITY LIGHT NEW LIGHT/FAN UPGRADE (E) OUTLETS - 2 LIGHTS 2 SWITCHES 2 RECEPTACLES 1 FAN. | BASSAD INC./DBA: EVERLAST CONSTRUCTION | R | 2152 | 16 | 2063 | 32ND AV |  | 2 | ISSUED | 2015-05-19
E201505148591 | 2015-05-14 | UNIT T1-1309 :REPLACE 4 LIGHTS 8 SWITCHES 20 RECEPTACLES 1 D/W 1 G/D 1 M/W 1 RANGE. | PS2 INC | R | 726 | 25 | 1755 | OFARRELL ST |  |  | ISSUED | 2015-05-14
E201505208745 | 2015-05-20 | TO OBTAIN A FINAL INSPECTION FOR WORK APPROVED UNDER EXPIRED PERMIT E2014030377484. | LIBIN ZHANG | R | 1646 | 21 | 770 | 04TH AV |  |  | ISSUED | 2015-05-20
E201505198726 | 2015-05-19 | UNIT 304: REPLACE OUTLETS AND SWITCHES IN BATHROOM KITCHEN AND LIVING: REWIRE WITH NEW SUBPANEL. | S Q GARAGE DOOR | R | 318 | 19 | 665 | GEARY ST | 0 |  | ISSUED | 2015-05-19
E201505048290 | 2015-05-04 | UNIT B: KITCHEN ELECTRICAL UPGRADE: G/D D/W COUNTER RECEPTACLES 1 & 2 FRIDGE M/W OVEN/HOOD WINE COOLER LIGHTING. | G M RIGSBY ELECTRIC | R | 975 | 008A | 3046 | JACKSON ST |  | UNIT B | ISSUED | 2015-05-04
E201505058330 | 2015-05-05 | ADDING 1 BBU CABINET. | PROGRESS WIRELESS | C | 7031 | 002B | 5226 | MISSION ST |  |  | COMPLETE | 2015-05-29
E201505058327 | 2015-05-05 | COMPLETE REHAB OF INTERIOR OF HOME. RELOCAT WALLS ACCORDING TO THE APPROVED SET OF PLANS. COMPLETE PLUMBIGN & ELECTRICAL: 16 LIGHTS 20 SWITCHES 30 RECEPTACLES 1 D/W 1 G/D 1 M/W 1 RANGE 6 SMOKE DETECTORS. | MALTAN'S CONSTRUCTION INC | R | 4087 | 23 | 2724 | 21ST ST |  |  | ISSUED | 2015-05-05
E201505068367 | 2015-05-06 | 6 LIGHTS 4 SWITCHE 8 PLUGS 1 FAN 1 DW 1 GD 1 MW | ARIANA CONSTRUCTION | R | 597 | 53 | 1591 | JACKSON ST | 508 |  | ISSUED | 2015-05-06
E201505138568 | 2015-05-13 | 1/F: TENANT IMPROVEMENT: 100AMP SUBPANEL #2 9 CKTS 30 LIGHTS 7 SWITCHES 20 RECEPTADCLES 1 EXHAUST FAN FOR BATHROOM. | TRAILSIDE BUILDERS | C | 208 | 11 | 708 | KEARNY ST |  |  | ISSUED | 2015-05-13
E201505288932 | 2015-05-28 | UNIT 2: BATHROOM: REPLACE VANITY LIGHT REPLACE CEILNG COBO WITH LED COMBO ADD DIMMER SWITCH. | MILL VALLEY BUILDERS INC | R | 1260 | 56 | 140 | DIVISADERO ST | 0 |  | ISSUED | 2015-05-28
E201505228809 | 2015-05-22 | REMODEL THE KITCHEN: 8 LIGHTS 2 SWITCHES 6 RECEPTACLES. | INNOVATE DESIGN CONSTRUCTION INC | R | 2859 | 29 | 27 | SANTA RITA AV |  |  | ISSUED | 2015-05-22
E201505158654 | 2015-05-15 | ELECTRICAL DISTRIBUTION FOR A DUPLEX. 3 #1 PHASE FEEDER 3 CIRCUITS 3 100 AMP PANELBOARD 50 LIGHTS 25 SWITCHES 140 RECEPTACLES 2 DISHWASHERS 2 GARBAGE DISPOSALS 2 MICROWAVES 2 RANGES 15 SMOKE DETECTORS. | ARTICMASTER SERVICE INC. | R | 1508 | 15 | 522 | 37TH AV |  |  | ISSUED | 2015-05-15
E201505278873 | 2015-05-27 | #205: 4 LIGHTS 2 SWITCHES 10 RECEPTACLES 1 DISHWASHER 1 GARBAGE DISPOSAL 1 MICROWAVE 1 RANGE ; KITCHEN OUTLETS - 4 L.E.D. LIGHTS - RELOCATE ELEC. HEATER KITCHEN BRANCH CIRCUITS | BARAHONA BROTHERS CONSTRUCTION INC. | R | 472 | 5 | 3235 | GOUGH ST |  | 2ND FLOOR UNIT # 205 | FILED | 2015-05-27
E201505058318 | 2015-05-05 | 2ND FLOOR 2 BATHROOMS SUB PANEL LED LIGHTS GFI OUTLETS - L LIGHTS L SWITCHES 2 RECEPTACLES | BAYTOWN CONSTRUCTION | R | 7260 | 3 | 111 | MORNINGSIDE DR |  |  | ISSUED | 2015-05-05
E201505088457 | 2015-05-08 | 20 LIGHTS 35 SWITCHES 20 PLUGS 3 FANS 1 GD 1 MW 1 RANGE 6 SMOKE DET | EXPRESSIONS GENERAL REMODEL | R | 5674 | 008A | 63 | SANTA MARINA ST |  | 12 | ISSUED | 2015-05-08
E201505148595 | 2015-05-14 | 200AMP PANEL SERVICE 125A SUBPANEL IN GARAGE 3X#2/0 NEW LIGHTS SWITCHES RECEPTACLES 3 FANS 1 DISHWASHER 1 DIPOSAL 1 MICROWAVES 1 RANGE 1 HYDROTUB 7 SMOKE DETECTOR. | ELITE ENGINEERING CONTRACTORS | R | 4075 | 24 | 721 | SAN BRUNO AV |  |  | ISSUED | 2015-05-14
E201505148604 | 2015-05-14 | UPDATE KITCHEN ELECTRICAL & BATHROOM ELECTIRICAL: 20 LIGHTS 8 SWITCHES 30 RECEPTACLES 2 FANS 20 CKTS 1 DISPOSAL 1 MICROWAVE 1 RANGE 3 SMOKE DETECTORS. | KC RENOVATION EXPERTS INC | R | 1807 | 5 | 1443 | 46TH AV |  | 2ND FLOOR | ISSUED | 2015-05-14
E201505288934 | 2015-05-28 | REMODEL 1 KITCHEN & 2 BATHROOMS; 12 LIGHTS 12 SWITCHES 20 RECEPTACLES 2 FANS 1 DISHWASHER 1 GARBAGE DISPOSAL 1 MICROWAVE 1 RANGE 6 SMOKE DETECTORS; 10 CIRCUITS; SERVICE #/SIZE 200 | T & W CONSTRUCTION CO INC | R | 1568 | 008A | 661 | 25TH AV |  |  | ISSUED | 2015-05-28
E201505118487 | 2015-05-11 | BATHROOM REMODEL; NEW SUBPANEL. | HT CONSTRUCTION COMPANY | R | 2058 | 004D | 1426 | ORTEGA ST |  |  | ISSUED | 2015-05-11
E201505138552 | 2015-05-13 | ENTIRE HOUSE - UPGRADE COMPLETE SFD REWIRE / KITCHEN 2 BATHROOM REMODEL. |  | R | 5864 | 1 | 40 | PRINCETON ST |  |  | ISSUED | 2015-05-13
E201505208755 | 2015-05-20 | INSTALL CIRCUIT FOR EV. 1 SWITCHES 1 RECEPTACLES NCMA15-50 - TESLA CHARGER. |  | R | 2822A | 28 | 21 | LONGVIEW CT |  |  | ISSUED | 2015-05-20
EW20150520262 | 2015-05-20 | 15 RECEPTACLES; 2 CIRCUITS; RELOCATE POWER TO GONDOLAS AND NEW OUTLES FOR ELECTRONICS RESET. PM- MITCH AUSTIN CEI JOB # 15-4-15466-00 | CUPERTINO ELECTRIC INC. | C | 1094 | 1 | 2675 | GEARY BL |  | 1 | COMPLETE | 2015-06-04
EW20150515801 | 2015-05-15 | 3 CIRCUITS; 5 RECEPTACLES; 1 (DDC POWER/BATTERY RACK) -SCOTT SLIVKA CEI WO # 223985 VERIZON SITE CELL | CUPERTINO ELECTRIC INC. | C | 3709 | 19 | 50 | FREMONT ST |  | 1 | ISSUED | 2015-05-15
EW20150514161 | 2015-05-14 | CHANGE OUR THE EXISTING 1000 AMP 120/208 VOLT MAIN ELECTRICAL SERVICE TO A NEW 1000 AMP 120/208 VOLT MAIN | DECKER ELECTRIC CO INC | C | 282 | 22 | 726 | SUTTER ST |  | 1 | COMPLETE | 2015-05-21
EW20150521821 | 2015-05-21 | LEVEL 5 (I.E. 10 885 SQ FT) "TENNANT IMPROVEMENT" CHANGES AND/OR ADDITIONS TO THE ELECTRICAL DISTRIBUTION EQUIPMENT BRANCH CIRCUIT WIRING DEVICES LIGHTING FIXTURES BUILDING FIRE ALARM SYSTEM AND MECHANCIAL/PLUMBING EQUIPMENT. LOW-VOLTAGE TELE/DATA AND SECURITY SYSTEM(S) CABLING SCOPE OF WORK TO BE PERFORMED BY OTHER C-10 ELECTRICAL SUBCONTRACTOR UNDER SEPERATE SFDBI ELECTRICAL PERMIT(S). | DECKER ELECTRIC CO INC | C | 3715 | 13 | 188 | THE EMBARCADERO * |  | 5 | ISSUED | 2015-05-21
EW20150511101 | 2015-05-11 | RAZER - TI | MCMILLAN BROS ELECTRIC | C | 3735 | 59 | 201 | 03RD ST |  | 9 | ISSUED | 2015-05-11
EW20150506483 | 2015-05-06 | SERVER ROOM - 1 PANEL BOARD - INSTALL NEW TRANSFORMER PANEL & 2 UPS UNITS. INSTALL 1 HORN STROBE. | MCMILLAN BROS ELECTRIC | C | 3719 | 18 | 199 | FREMONT ST | 0 | 19 | ISSUED | 2015-05-06
EW20150507081 | 2015-05-07 | MARIN SOFTWARE - ELECTRICAL TI - (50)LIGHTS (50)SWITCHES (50)RECEPTACLES | MCMILLAN BROS ELECTRIC | C | 3717 | 22 | 123 | MISSION ST | 0 | 27 | ISSUED | 2015-05-07
E201505088447 | 2015-05-08 | 1ST FLR: 2 EXTERIOR SIGNS "BANK OF THE WEST" | THOMAS SWAN SIGN CO INC | C | 289 | 9 | 180 | MONTGOMERY ST |  |  | ISSUED | 2015-05-08
EW20150504241 | 2015-05-04 | NEW CONSTRUCTION OF LOW-RISE 6 FLOOR 87 UNIT APARTMENT BUILDING INCLUDING: 2 - 2 000A 3-PH 120/208 VOLT SWBDS 1234 LIGHT FIXTURES 521 SWITCHES 1849 RECEPTACLES 87 FANS 87 DISHWASHERS 87 GARBAGE DISPOSALS 87 MICROWAVES 87 RANGES 231 SMOKE DETECTORS. | EDWARD W. SCOTT | R | 3542 | 39 | 2198 | MARKET ST |  | 6 | ISSUED | 2015-05-04
E201505298966 | 2015-05-29 | ROOF: REMOVAL OF 120 VOLT DUPLEX OUTLET AND POWER MOUNTED INSIDE TOWERSTREAM'S 3'X3' EQUIPMENT CABINET REMOVED BACK TO THE SOURCE. | BRAYER ELECTRIC COMPANY | C | 766 | 6 | 512 | VAN NESS AV |  |  | ISSUED | 2015-05-29
EW20150512441 | 2015-05-12 | SUPPLY AND INSTALL ELECTRICAL IN SUITE 1000. 10TH FLOOR | MCCLURE ELECTRIC INC | C | 260 | 10 | 300 | MONTGOMERY ST |  | 10 | ISSUED | 2015-05-12
E201505018229 | 2015-05-01 | REPLACE 20GAL AO SMITH ELECTRIC WATER HEATER WITH LIKE NEW. | ABLE MAINTENANCE INC | C | 7139 | 3 | 2950 | SAN JOSE AV |  |  | ISSUED | 2015-05-01
E201505118493 | 2015-05-11 | TO OBTAIN A FINAL INSPECTION FOR WORK APPROVED UNDER EXPIRED PERMIT E20120127417 & E201207314271. | HAWK N LEE CO | R | 1846 | 33 | 1456 | 08TH AV |  |  | ISSUED | 2015-05-11
EW20150506521 | 2015-05-06 | LIFE SAFETY/ELECTRICAL - SPRINKLER MONITOR PANEL - JOB 26860 | C B F INC | C | 37 | 4 | 80 | FRANCISCO ST |  | 0 | ISSUED | 2015-05-06
EW20150526842 | 2015-05-26 | DEMO/SAFE OFF AND ELEC WORK -11TH FLOOR #34144 | C B F INC | C | 3735 | 46 | 55 | HAWTHORNE ST |  | 11 | COMPLETE | 2015-05-28
EW20150526841 | 2015-05-26 | DEMO/SAFE OFF AND ELEC CLOSET UPGRADE 10TH FLOOR #34199 | C B F INC | C | 3735 | 46 | 55 | HAWTHORNE ST |  | 10 | COMPLETE | 2015-05-28
EW20150505821 | 2015-05-05 | ELEC AND LIFE SAFETY T.I. - JOB #34201 | C B F INC | C | 3708 | 59 | 595 | MARKET ST |  | 22 | ISSUED | 2015-05-05
EW20150515781 | 2015-05-15 | INSTALL FIXTURES - JOB #34228 | C B F INC | C | 3751 | 157 | 360 | 03RD ST |  | 4 | ISSUED | 2015-05-15
EW20150519141 | 2015-05-19 | INSTALLATION OF 40 AMP CIRCUIT FOR ELECTRIC CAR CHARGER. | IKE'S ELECTRIC | R | 6665 | 56 | 158 | LAIDLEY ST |  | 1 | COMPLETE | 2015-05-26
EW20150514261 | 2015-05-14 | RECONFIGURATION OF FURNITURE FEEDS TO PROVIDE COLUMN MOUNTED OUTLETS FOR 60 DESKS INSTALLATION OF RELAY PACKS TO PROVIDE FOR CONTROLLED RECEPTACLES. NO LIGHTING CHANGE | YOUNG ELECTRIC CO | C | 310 | 13 | 77 | MAIDEN LN |  | 3 | ISSUED | 2015-05-14
EW20150506501 | 2015-05-06 | PHYSICAL ADDRESS IS 188 1/2 VALLEY ST: WIRING FOR KITCHEN BATHROOM BEDROOM AND LIVING ROOM | BLUE LIGHT ELECTRIC | R | 6615 | 39 | 188 | VALLEY ST |  | 2 | ISSUED | 2015-05-06
E201505138566 | 2015-05-13 | G/F: GENERAL WIRING INCLUDING RESTROOM RELOCATION FOR TENANT IMPROVEMENT. | CAL - PACIFIC CONSTR. INC. | C | 5449 | 27 | 2629 | SAN BRUNO AV |  |  | ISSUED | 2015-05-13
E201505138569 | 2015-05-13 | ADD 1 NEW UTILITY CKT 1 NEW REFRIDGERATOR CKT AND 1 NEW LIGHTING CKT TO THE (E) SUBPANEL ON THE 2/F. INSTALL APPROX 6 REMODEL RECESS LED CANS TO THE LIVING ROOM AND 5 LED REMODEL CANS TO THE KITCHEN. ADD 4 NEW RECEPTACLES TO THE KITCHEN UNITILTY CKTS. | BOLTER CONSTRUCTION | R | 3094 | 53 | 624 | MONTEREY BL |  |  | ISSUED | 2015-05-13
EW20150511761 | 2015-05-11 | INSTALL 60 AMP SUB-PANEL. INSTALL 8 - DUPLEX PLUG RECEPTACLES - 4 CIRCUITS. | ATHENA ELECTRICAL CONST | R | 3502 | 85 | 84 | ELGIN PK |  | 2 | ISSUED | 2015-05-11
EW20150515882 | 2015-05-15 | WORKING IN UNIT 107. REMODELING KITCHEN AND BATHROOM. INSTALLING LIGHTING PLUG DISH WASHER GARBAGE DISPOSAL. REPLACING 60AMP PANEL | TAI LAM MAK | R | 599 | 014A | 1737 | JACKSON ST |  | 107 | ISSUED | 2015-05-15
EW20150515881 | 2015-05-15 | WORKING ON BASEMENT AND 2ND FLOOR. INSTALL 4 BATHROOM 4 FAN 10 LIGHT 30 PLUGS 5 SD | TAI LAM MAK | R | 7115 | 39 | 170 | BRIGHT ST |  | 2 | ISSUED | 2015-05-15
E201505128539 | 2015-05-12 | CONCRETE & CASE ELECTRICAL CEE | ROSEMOUNT CONSTRUCTION | R | 2806 | 38 | 4335 | 23RD ST |  | BASEMENT | ISSUED | 2015-05-12
E201505198720 | 2015-05-19 | ELECTRICCAL WORK FOR 3 BEDROOMS 3 BATHROOMS LIVING ROOM & KITCHEN - 15 LIGHTS 6 SWITCHES 40 RECEPTACLES FAN DISHWASHER GARBAGE DISPOSAL MICROWAVE RANGE 5 SMOKE DETECTORS | JOE YEE GENERAL CONSTRUCTION CO. | R | 3094 | 55 | 690 | MONTEREY BL |  |  | ISSUED | 2015-05-19
E201505058317 | 2015-05-05 | RUN CIRCUIT FOR LANDSCAPING | ARCHEON CONSTRUCTION TECH | R | 6543 | 11 | 4537 | 25TH ST |  |  | ISSUED | 2015-05-05
E201505278877 | 2015-05-27 | REPLACE WIRING IN ALL ROOMS EXCEPT KITCHEN. | SURE INC. | R | 1679 | 2 | 827 | 36TH AV |  |  | ISSUED | 2015-05-27
E201505148596 | 2015-05-14 | 2 BEDROOMS 1 STROAGE ROOM 1 BATHROOM AND LAUNDRY AREA AT G/F. | LEI'S CONSTRUCTION CO | R | 6780 | 020D | 520 | CAYUGA AV |  |  | ISSUED | 2015-05-14
E201505058334 | 2015-05-05 | KITCHEN & BATHROOM: 80 LIGHTS 50 SWITCHES 60 RECPTACLES 3 FANS 1 DISHWASHER 1 DISPOSAL 1 MICROWAVE 1 RANGE 6 SMOKE DETECTORS. | H & BO CONSTRUCTION INC. | R | 2390 | 21 | 3438 | ULLOA ST |  |  | ISSUED | 2015-05-05
EW20150505921 | 2015-05-05 | LIFE SAFETY TEST. | B B J ELECTRIC INC | R | 2826 | 95 | 725 | BURNETT AV |  | 1 | COMPLETE | 2015-05-26
E201505158643 | 2015-05-15 | FIRE DAMANGE: SURVEY INSPECTION WITH REPORT TO OBTAIN CORRECTION NOTICE. | SPITERI BUILDERS CORP. | R | 6531 | 9 | 1448 | VALENCIA ST |  |  | COMPLETE | 2015-05-20
EW20150504261 | 2015-05-04 | REMOVE 4 DOOR HOLDERS FROM MUSEUM SIDE AND SECURITY SIDE | STARLITE ELECTRIC INC. | C | 239 | 26 | 420 | MONTGOMERY ST |  | 1 | COMPLETE | 2015-05-06
EW20150526681 | 2015-05-26 | TEMPORARY POWER; 1200A 480V SWITCHBOARD (2) CRANES (3) MAIN HOIST (9) TRAILERS (1) PLASTER SILO (3) SKIDS | SPRIG ELECTRIC | R | 3783 | 1 | 801 | BRANNAN ST |  | 1 | ISSUED | 2015-05-26
EW20150522002 | 2015-05-22 | INSTALL ONE BELL AND ONE MANUAL PULL STATION THAT WERE DAMAGED BY FIRE. CONNECT TO THE EXISTING FIRE ALARM SYSTEM. | CENTURY ELECTRIC CONST | R | 3600 | 68 | 3835 | 19TH ST | 0 | 3 | ISSUED | 2015-05-22
E201505048298 | 2015-05-04 | UNIT #3: REINSTALL OUTLETS IN OFFICE. | YICK ELECTRIC CO INC | C | 88 | 20 | 1736 | STOCKTON ST |  |  | COMPLETE | 2015-06-08
EW20150514521 | 2015-05-14 | ZENFITS 450 FURNITURE-4TH FLOOR-120 CABLES-CONTACT LUIS ORTEGA 415-559-5316 | W. BRADLEY ELECTRIC | C | 3749 | 62 | 303 | 02ND ST |  | 4 | ISSUED | 2015-05-14
EW20150506401 | 2015-05-06 | LIFE SAFETY INSTALL | CAPITOL ELECTRIC CONST | C | 3717 | 22 | 123 | MISSION ST | 0 | 25 | ISSUED | 2015-05-06
EW20150514141 | 2015-05-14 | TENANT IMPROVEMENT - 7 500 SQ FT LIGHTING POWER LIFE SAFETY UPGRADE | CAPITOL ELECTRIC CONST | C | 3717 | 21 | 150 | SPEAR ST |  | 15 | ISSUED | 2015-05-14
EW20150519661 | 2015-05-19 | 4 NEW LIGHTS 4 WALL SWITCHES 6 WALL POWER OUTLETS 9 FLOOR POWER OUTLETS | CAPITOL ELECTRIC CONST | C | 235 | 22 | 50 | CALIFORNIA ST |  | 5 | ISSUED | 2015-05-19
E201505058344 | 2015-05-05 | REWIRE OF LOWER UNIT WITH NEW 200AMP SERVICE 4¦0 CU . REFEED (E) 100A 1¦0 PANEL. ADD 2 NEW 100A 1¦0 PANELS 40 CKTS ; 1¦0 CU 20 CKTS; 35 LIGHTS 20 SWITCHES 34 RECEPTACLES 3 FANS 1 DISHWASHER DISPOSAL 1 MICROWAVE 1 RANGE 5 SMOKE DETECTORS WASHER DRYER 220V. | UNDERHILL ELECTRIC | R | 0486A | 42 | 43 | TOLEDO WY |  |  | ISSUED | 2015-05-05
E201505068380 | 2015-05-06 | 1 NEW 125A SERVICE. REMOVE FUSES. INSTALL 1 NEW COMBO METER MAIN PANEK #1 5 CKTS. | COSMOS ELECTRIC CO **CHECK ID & NOTE*** | R | 7154 | 45 | 250 | DE LONG ST |  |  | COMPLETE | 2015-05-13
EW20150504502 | 2015-05-04 | INSTALL 60AMP NEW SUB-PANEL REMODEL WHOLE UNIT FOR KITCHEN LIVING ROOM & BEDROOM. | LOI ELECTRIC COMPANY | R | 849 | 20 | 312 | FILLMORE ST |  | 2 | ISSUED | 2015-05-04
EW20150514581 | 2015-05-14 | WIRING FOR NEW CAFE | LORI KATZ GROUP INC. | C | 1233 | 10 | 1300 | HAIGHT ST |  | 1 | ISSUED | 2015-05-14
EW20150508501 | 2015-05-08 | REWIRE UNIT 213 | K C CHOW ELECTRIC CO | R | 2692 | 35 | 213 | DOUGLASS ST |  | 1 | ISSUED | 2015-05-08
EW20150507461 | 2015-05-07 | DOWNSTAIR UNLIN NEW WIRE 2 METRES | K C CHOW ELECTRIC CO | R | 1801 | 40 | 1322 | 47TH AV |  | 1 | ISSUED | 2015-05-07
EW20150518161 | 2015-05-18 | (19) WORKSTATIONS OF MODULAR PARTITIONS. (1) LARGE CONFERENCE TABLE WITH POWER & DATA. | SERVICE WEST | C | 312 | 4 | 720 | MARKET ST |  | 9 | COMPLETE | 2015-06-01
EW20150506461 | 2015-05-06 | 40 WORKSTATIONS FOR MODULAR PARTITIONS ONLY | SERVICE WEST | C | 3508 | 1 | 1355 | MARKET ST |  | 6 | ISSUED | 2015-05-06
EW20150522261 | 2015-05-22 | 70 WORKSTATIONS FOR MODULAR PARTITIONS ONLY. | SERVICE WEST | C | 3701 | 65 | 1275 | MARKET ST | 0 | 8 | ISSUED | 2015-05-22
EW20150520261 | 2015-05-20 | 76 WORKSTATIONS FOR MODULAR PARTITIONS ONLY | SERVICE WEST | C | 3708 | 96 | 55 | 02ND ST | 0 | 7 | COMPLETE | 2015-06-03
EW20150527321 | 2015-05-27 | 99 WORKSTATIONS FOR MODULAR PARTITIONS ONLY | SERVICE WEST | C | 3708 | 56 | 525 | MARKET ST |  | 37 | ISSUED | 2015-05-27
E201505288922 | 2015-05-28 | REWIRE REAR COTTGE: 18 LIGHTS 10 SWITCHES 20 RECEPTACLES 1 SMOKE DETECTORS. | S & W ELECTRIC INC. | R | 1183 | 12 | 1432 | GROVE ST |  | REAR COTTAGE | ISSUED | 2015-05-28
E201505288929 | 2015-05-28 | FIRE MONITOR INSTALL FOR SPRINKLER AND LIFE SAFETY TEST | G C ELECTRIC | C | 3763 | 12 | 432 | BRYANT ST |  |  | COMPLETE | 2015-06-03
E201505148617 | 2015-05-14 | UFER GROUND: RELOCATED (E) 100AMP SERVICE PANEL AND INSTALL NEW WIRES AT NEW CONSTRUCTED LIVING SPACE. 15 LIGHTS 8 SWITCHES 30 RECEPTACLES. | RAFAEL MIRANDA DBA R M CONSTRUCTION | R | 2656 | 36 | 233 | CORBETT AV |  |  | ISSUED | 2015-05-14
E201505138567 | 2015-05-13 | TO OBTAIN A FINAL INSPECTION FOR WORK APPROVED UNDER EXPIRED PERMIT E201210045742. | BEST VALUE ELECTRICAL | R | 783 | 24 | 820 | LAGUNA ST |  |  | COMPLETE | 2015-05-14
E201505288905 | 2015-05-28 | KITCHEN ONLY: 18 LIGHTS 4 SWITCHES 10 RECEPTACLES. | HOWARD WONG ELECTRIC | R | 127 | 153 | 955 | GREEN ST | 6 |  | ISSUED | 2015-05-28
EW20150513061 | 2015-05-13 | INSTALLATION OF 9 FIRE ALARM HORN/STROBES TO EXISTING SEIMANS FIRE ALARM SYSTEM. | FIRELECTRIC | R | 3799 | 7 | 665 | TOWNSEND ST |  | 1 | ISSUED | 2015-05-13
EW20150528781 | 2015-05-28 | APARTMENT REMODEL-NEW KITCHEN 3 NEW BATHROOMS NEW RECESSED LIGHTING THROUGHOUT NEW G/P OUTLETS THROUGHOUT. NEW SUB PANEL | WELLS ELECTRICAL INC | R | 590 | 16 | 2106 | JACKSON ST | 1 | 2 | ISSUED | 2015-05-28
EW20150507121 | 2015-05-07 | RETAIL 2: NEW 125 KVA 480-208/120Y TRANSFORMER 200AMP 600V 3 PHASE DISCONNECT 400 AMP PANEL BOARD. 1 X SERVICE OUTLET 1 SERVICE LIGHT FIXTURE 1 X BATHROOM- 2 FIXTURES 1 X INSTA HOT 1 OUTLET 1 EXHAUST FAN 1 X 5 TON HVAC SUPPLY | WELLS ELECTRICAL INC | C | 871 | 16 | 1844 | MARKET ST |  | 1 | ISSUED | 2015-05-07
E201505228816 | 2015-05-22 | 1 FAMILY ROOM KITCHEN 3 BATHROOMS 4 BEDROOMS 100AMP SERVICE 60 LIGHTS 60 SWITCHES 50 RECEPTACLES 6 FANS 1 DISHWASHER 1 MICROWAVE 7 SMOKE DETECTORS. | H D CONSTRUCTION COMPANY | R | 5476 | 14 | 3589 | KEITH ST |  |  | ISSUED | 2015-05-22
E201505088461 | 2015-05-08 | REMODEL KITCHEN. | KWOK PUN LEUNG CONST. CO ***CHECK I D** | R | 1888 | 003B | 1574 | 43RD AV |  |  | ISSUED | 2015-05-08
E201505298935 | 2015-05-29 | FAMILY ROOM ADDITION 1ST FLOOR | MAR ELECTRIC SERVICE | R | 93 | 14 | 1052 | FILBERT ST |  |  | ISSUED | 2015-05-29
EW20150527001 | 2015-05-27 | FINAL INSPECTION OF EXPIRED PERMIT #EW20131002461 | RICHARD O. BROWN | R | 534 | 1 | 3059 | FILLMORE ST | 0 | 1 | ISSUED | 2015-05-27
E201505188663 | 2015-05-18 | REMODEL EXISTING KITCHEN - 10 LIGHTS 4 SWITCHES 5 RECEPTACLES FAN | WAH WONG CONSTRUCTION CO. | R | 7276 | 11 | 57 | HUNTINGTON DR |  |  | ISSUED | 2015-05-18
EW20150519101 | 2015-05-19 | INSTALL LIGHT FIXTURES SWITCHING AND OUTLETS FOR MOCK UP ROOM | CANNING ELECTRIC INC | C | 305 | 13 | 580 | GEARY ST |  | 7 | ISSUED | 2015-05-19
EW20150518201 | 2015-05-18 | GREEN TAG INSPECTION ON NEW 150AMP PANEL INSTALLED UNDER PERMIT # EW20140730762 | CANNING ELECTRIC INC | R | 7520 | 1 | 1600 | DIAMOND ST |  | 1 | ISSUED | 2015-05-18
EW20150514561 | 2015-05-14 | 1. REMOVE ALL OLD WIRING AND INSTALL A NEW 12 AWG WIRING IN THE UNIT. 2. UPGRADE THE SERVICE PANEL TO 125/150 AMPS. | JOAM CONSTRUCTION | R | 3640 | 6 | 2742 | HARRISON ST |  | 2742 | ISSUED | 2015-05-14
EW20150522141 | 2015-05-22 | 10367-T/I LIGHTS PLUGS SW AND LIFE SAFETY TO FOLLOW. | ASF ELECTRIC INC | C | 227 | 5 | 505 | MONTGOMERY ST |  | 1275 | ISSUED | 2015-05-22
E201505118478 | 2015-05-11 | REWIRE ENTIRE UNIT. INSTALL 6-20A CKTS IN KITCHEN AREA 20A CKT IN BATHROOM AND NICE ARCFAULT CKTS ON THE LGHITN AND OUTLETS CKTS. 10 CKTS 6 LIGHTS 6 SWITCHES 20 RECEPTACLES 1 FANS 1 DISHWASHER 1 DISPOSAL 1MICROWAVE 1 RANGE4. | KEVIN LEHANE CONSTRUCTION | R | 6516 | 18 | 343 | BARTLETT ST |  |  | ISSUED | 2015-05-11
EW20150507901 | 2015-05-07 | KITCHEN LIGHTS BED BATH DOWNSTAIRS BATH REMODEL UPSTAIRS | BENNETT ELECTRIC | R | 6555 | 22 | 4268 | 26TH ST |  | 1 | ISSUED | 2015-05-07
E201505088446 | 2015-05-08 | #A- REMODEL KITCHEN & 2 BATHROOMS. 20 LIGHTS 20 SWITCHES 30 RECEPTACLES 3 FANS 1 DISHWASHER 5 SMOKE DETECTORS. | C R CONSTRUCTION CO INC | R | 3616 | 27 | 1005 | VALENCIA ST |  | 2/F #A | ISSUED | 2015-05-08
E201505288915 | 2015-05-28 | REMODEL KITCHEN AND BATHROOMS NEW 100A SERVICE 30 LIGHTS 20 SWITCHES 20 RECEPTACLES 2 FANS 1 DISHWASHER 1 GARBAGE DISPOSAL 4 SMOKE DETECTORS. | C R CONSTRUCTION CO INC | R | 2091 | 33 | 1970 | 44TH AV |  |  | ISSUED | 2015-05-28
E201505118476 | 2015-05-11 | UNIT #107: INSTALL ONE ILLUMINATED HANGING SIGN (EXTERIOR)FOR : "LIDS" | FLUORESCO LIGHTING & SIGN | C | 11 | 8 | 333 | JEFFERSON ST |  |  | ISSUED | 2015-05-11
EW20150511061 | 2015-05-11 | UFER GROUND. NEW WIRING SWITCHES OUTLETS AND LIGHTING FOR ALL BATHROOMS BEDROOM KITCHEN/KITCHENETTE AND LAUNDRY ROOMS FOR ALL THREE FLOORS AS NEEDED FOR REMODEL. | S F GARAGE COMPANY INC. | R | 3513 | 57 | 45 | MCCOPPIN ST | 0 | 1 | ISSUED | 2015-05-11
E201505228807 | 2015-05-22 | SERVICE UPGRADE TO 125A/240V | SERGIO LAINEZ ELECTRICAL | R | 3066 | 40 | 455 | MELROSE AV |  |  | COMPLETE | 2015-05-27
EW20150512581 | 2015-05-12 | REWIRE KITCHEN BATHROOMS OUTLETS | EDWARD FITZGERALD ELECTRIC | R | 1389 | 23 | 256 | 30TH AV |  | 123 | ISSUED | 2015-05-12
E201505218783 | 2015-05-21 | COMMERICIAL SPACE: GALLERY: 2 OFFICE ROOMS 2 BATHROOMS: 10 LIGHTS 10 SWITCHES 15 RECEPTACLES. | EDWARD FITZGERALD ELECTRIC | C | 176 | 30 | 843 | MONTGOMERY ST |  |  | ISSUED | 2015-05-21
EW20150528561 | 2015-05-28 | C15-163 UBER MARKET STREET 9TH FLOOR CABLING. | BEI CONSTRUCTION INC. | C | 3708 | 57 | 555 | MARKET ST |  | 9 | ISSUED | 2015-05-28
E201505208752 | 2015-05-20 | PLS VOID | WESTERN MACHINERY ELECTRIC | C |  |  | FILED | 2015-05-20
E201505138557 | 2015-05-13 | 1018 GUERRERO ST: REMODEL KITCHEN & BATHROOM INCLUDING NEW SUBPANEL 6 LIGHTS 6 SWITCHES 15 RECEPTACLES 2 FANS 1 DISHWASHER 1 DISPOSAL 1 MICROWAVE SMOKE DETECTORS AS REQUIRED; COMMON 1018-1024 GEUERRERO: 4-100AMP SERVICE PANELS 50AMP HOUSE SERVICE. | STEVE J. WHITE GENERAL CONSTRACTOR | R | 3632 | 3 | 1018 | GUERRERO ST | 0 |  | ISSUED | 2015-05-13
EW20150505021 | 2015-05-05 | INSTALL UFER GROUND | DB ELECTRIC | R | 1221 | 19 | 1370 | PAGE ST |  | 1 | ISSUED | 2015-05-05
EW20150518301 | 2015-05-18 | BATHROOM ADDITION ON GROUND LEVEL FAMILY ROOM DECK. | CHASOV ELECTRICAL VOICE & DATA | R | 2407 | 003E | 2443 | 18TH AV |  | 1 | CANCELLED | 2015-06-08
EW20150522342 | 2015-05-22 | TO COMPLY WITH NOTICE OF VIOLATION ABATEMENT 200989320. | A L V CONSTRUCTION INC | R | 525 | 26 | 2460 | POLK ST |  | 2 | ISSUED | 2015-05-22
E201505078395 | 2015-05-07 | ALL FLOORS: 20 LIGHTS 15 SWITCHES 30 RECEPTACLES 1 DISHWASHER 1 GARBAGE DISPOSAL; SERVICE NO. & SIZE: 125 AMP; FEDERS NO. & SIZE: #2; PANELBOARD/SWITCHBOARD NO. & SIZE: 120 AMP;COMPLY WITH NOV 201541811. FIRE DAMAGE REPAIR FOR ALL FLOORS | T & T ELECTRIC CORP | R | 5940 | 10 | 1500 | FELTON ST |  | ALL FLOORS | ISSUED | 2015-05-07
E201505078396 | 2015-05-07 | 1224 TURK ST. - PH II -( 7 UNITS ) - ALL FLOORS: REPLACE LIGHT AND INSTALL SMOKE DETECTOR. O.K. BY R. A. | T & T ELECTRIC CORP | R | 748 | 32 | 1224 | TURK ST |  | ALL FLRS | COMPLETE | 2015-05-20
EW20150512741 | 2015-05-12 | INSTALL (2) 150 WATT LED SIGN FIXTURES AND (1) ASTRONOMICAL TIME CLOCK. | NORTH CONSTRUCTION SERVICE INC | C | 3503 | 3 | 1751 | MARKET ST |  | 5 | ISSUED | 2015-05-12
EW20150501741 | 2015-05-01 | RETROFIT REMODEL OF EXISTING RESTAURANT. INSTALL LIGHTING AND RECEPTACLES FOR RESTAURANT. RELOCATE CIRCUITS FOR THE RECEPTACLES. RELOCATE LIGHTING FOR NEW LAYOUT. INSTALL WIRING FOR 6 ROOF UNITS | JEPSEN ELECTRIC INC | C | 731 | 24 | 1325 | FILLMORE ST |  | 1 | ISSUED | 2015-05-01
EW20150512401 | 2015-05-12 | NEW FIRE ALARM SYSTEM AND LIFE SAFETY WITNESS TEST | SAN FRANCISCO FIRE PROTECTION | C | 340 | 11 | 80 | TURK ST |  | 0 | ISSUED | 2015-05-12
E201505188688 | 2015-05-18 | TO COMPLY WITH NOV #201487551: 10 LIGHTS 12 SWITCHES 12 RECEPTACLES 2 FAN 1 DISHWASHER 1 DISPOSAL 1 MICROWAVE. | AMHERST ASSOCIATES CONST | R | 2024 | 20 | 1779 | 25TH AV |  |  | ISSUED | 2015-05-18
E201505048272 | 2015-05-04 | 1 EXTERIOR SIGN "PHILZ COFFEE" | AD ART INC. | C | 266 | 9 | 1 | FRONT ST |  |  | ISSUED | 2015-05-04
E201505158635 | 2015-05-15 | INSTALL 5 EXTERIOR SIGNS " ORCHARD SUPPLY" | AD ART INC. | C | 30 | 8 | 2552 | TAYLOR ST |  |  | ISSUED | 2015-05-15
EW20150518281 | 2015-05-18 | INSTALLATION OF TV AND DATA CABLES FOR A 35 UNIT RESIDENTIAL BUILDING 4 LOCATIONS IN EACH UNIT AND 3 PER LOCATION FOR A TOTAL OF 420 CABLES. | CRIME WATCH SECURITY SYSTEMS INC | R | 837 | 3 | 1 | FRANKLIN ST |  | 1 | ISSUED | 2015-05-18
EW20150510741 | 2015-05-10 | NEW WIRING FOR THE WHOLE HOUSE. | P J ELECTRIC CO | R | 1388 | 46 | 2735 | LAKE ST | 0 | 2 | ISSUED | 2015-05-10
EW20150507001 | 2015-05-07 | PER ELECTRICAL INSPECTION REPORT. | N R G ELECTRIC CO | R | 775 | 004A | 1306 | MCALLISTER ST |  | 1 | COMPLETE | 2015-05-27
E201505138574 | 2015-05-13 | REMOVE KNOB AND TUBE LIGHTING BRANCH CIRCUIT. INSTALL 34 LED RECESS CANS & 6 CEILING LIGHTS ON NEW GROUNDED BRANC CIRCUIT. BATH REMODEL INCLUDING 2 SCONCES & 2 CANS AND EXSHAUT FAN 20 AMP BRANCH CIRCUIT & GFI OUTLET - 34 LIGHTS 14 SWITCHES RECEPTACLE | DIVINE ELECTRIC | R | 54 | 86 | 1919 | GRANT AV |  |  | ISSUED | 2015-05-13
E201505228815 | 2015-05-22 | BATHROOM & KITCHEN. REMODEL & NEW WIRE UPGRADE. NEW BEDROOM & BATHROOM IN GROUND FLOOR. NEW SUBPANEL & ELECTRIVCAL IN G/F: 30 LIGHTS 20 SWITCHES 30 RECEPTACLES 2 FANS 1 DISHWASHER 1 DISPOSAL 1MICROWAVE 1 RANGE 10 SMOKE DETECTORS. | GREATWALL BUILDING CONSTRUCTION INC*SEE | R | 7029 | 26 | 1307 | CAYUGA AV |  |  | SUSPENDED | 2015-06-08
EW20150519161 | 2015-05-19 | REGARDING PERMIT # EW20120725562 WHICH WAS NOT CLOSED OUT. | AW ELECTRICAL INC | C | 3966 | 1 | 2525 | 16TH ST |  | 1 | ISSUED | 2015-05-19
EW20150529907 | 2015-05-29 | NEW LIGHTS AND POWER ON THIRD FLOOR | ELSON ELECTRIC INC | C | 3703 | 78 | 1007 | MARKET ST |  | 3 | ISSUED | 2015-05-29
E201505068351 | 2015-05-06 | REMODEL KITCHEN & BATHROOM: 12 LIGHTS 4 SWITCHES 6 RECEPTACLES. | DARREN LEE | R | 1647 | 33 | 716 | 05TH AV |  |  | ISSUED | 2015-05-06
E201505128540 | 2015-05-12 | INSTALL DESIGNATED CIRCUIT FOR MASTER BATH INSTALL NEW LIGHTING AND VENT FAN. 5 LIGHTS 3 SWITCHES 3 RECEPTACLES 1 FAN. | SKYE BUILDERS INC | R | 5328 | 38 | 1763 | PALOU AV |  |  | ISSUED | 2015-05-12
E201505208763 | 2015-05-20 | 1ST FLR: PARTITION FOR GYM ROOM 1/2 BATH GAME ROOM 10 LIGHTS 10 SWITCHES 25 RECEPTACLES 1 FAN | LEVEL 8 CONSTRUCTION INC | R | 6978 | 60 | 57 | BRUCE AV |  | 1 | ISSUED | 2015-05-20
E201505018264 | 2015-05-01 | CONVERT SEWING ROOM TO BATHROOM - 2 LIGHTS 2 SWITCHES 2 RECEPTACLES 1 | GAITAN CONSTRUCTION | R | 1623 | 13 | 663 | 21ST AV |  |  | ISSUED | 2015-05-01
EW20150527062 | 2015-05-27 | SURVEY ELECTRICAL SYSTEM DUE TO WATER DAMAGE | K O A FERREIRA INC/DBA FERREIRA SERVICE | R | 5337 | 38 | 30 | BRIDGEVIEW DR |  | 2 | ISSUED | 2015-05-27
EW20150527284 | 2015-05-27 | ROOF-MOUNTED SOLAR (PV) SYSTEM CONSISTING OF 12 SUNPOWER 238 WATT MODULES AND 1 SMA 3KW INVERTER - 12 ROOF-MOUNTED SOLAR PV MODULES 238 WATTS PER MODULE 1 INTERACTIVE INVERTER TOTAL NO. OF RATING 3 KW. | GRID ALTERNATIVES | R | 4991 | 227 | 805 | MEADE AV |  | 2 | ISSUED | 2015-05-27
E201505118505 | 2015-05-11 | UNIT 12: REMODEL (2) BATHROOMS 3 CLOETS KITCHEN OFFICE HALLWAYS LIVING AREA DINING AREA STUDY: 32 LIGHTS 16 SWITCHES 19 RECEPTACLES 2 FANS 1 DISHWASHER 2 DISPOSAL 1 MICROWAVES 5 SMOKE DETECTORS. | INNOVATOR ELECTRIC | R | 69 | 54 | 1150 | LOMBARD ST | 12 |  | ISSUED | 2015-05-11
EW20150529161 | 2015-05-29 | INSTALL 13 ROOF TOP PIPE RACKED SOLAR PANELS (3.38KW) LOAD CENTER UPGRADE 125A. - 13 ROOF-MOUNTED SOLAR PV MODULES 260 WATTS PER MODULE 1 INTERACTIVE INVERTER TOTAL NO. OF RATING 3.38 KW. | SOLARCITY CORPORATION | R | 1622 | 20 | 2116 | CABRILLO ST |  | 2 | ISSUED | 2015-05-29
EW20150519781 | 2015-05-19 | INSTALL (8) ROOF MOUNTED SOLAR PANELS. (2.08KW) UPGRADE SERVICE PANEL. (125A) - 8 ROOF-MOUNTED SOLAR PV MODULES 260 WATTS PER MODULE 1 INTERACTIVE INVERTER TOTAL NO. OF RATING 3 KW. | SOLARCITY CORPORATION | R | 6244 | 33 | 481 | RAYMOND AV |  | 2 | COMPLETE | 2015-06-08
EW20150515681 | 2015-05-15 | INSTALL (14) ROOF PIPE MOUNTED SOLAR PANELS. (3.64KW) - 14 ROOF-MOUNTED SOLAR PV MODULES 260 WATTS PER MODULE 1 INTERACTIVE INVERTER TOTAL NO. OF RATING 3.8 KW. | SOLARCITY CORPORATION | R | 1871 | 17 | 1538 | 26TH AV |  | 2 | ISSUED | 2015-05-15
E201505268824 | 2015-05-26 | UFER GROUND | NATIONAL -ELECTRIC | R | 5932 | 2 | 524 | BOWDOIN ST |  |  | COMPLETE | 2015-05-28
E201505288901 | 2015-05-28 | NEW ELECTRICAL APT 5 - 10 SWITCHES 19 RECEPTACLES FAN DISWASHER MICROWAVE RANGE 3 SMOKE DETECTORS | ALEF CONSTRUCTION CORP | R | 1205 | 23 | 340 | BAKER ST | 0 |  | ISSUED | 2015-05-28
E201505298957 | 2015-05-29 | ADD 1 OUTLET AND RELOCATE (2) SWITCHES (APPROVED PER BRYAN KEIL) | ALEX R CONSTRUCTION | R | 3651 | 4 | 1120 | CHURCH ST |  |  | ISSUED | 2015-05-29
EW20150510721 | 2015-05-10 | INSTALL SOLAR PV SYSTEM WITH 15 MODULES AT 270WATT EACH AND 15 INTERACTIVE INVERTERS AT 215 EACH. 4.0KW TOTAL POWER RATING - 15 ROOF-MOUNTED SOLAR PV MODULES 270 WATTS PER MODULE 15 INTERACTIVE INVERTER TOTAL NO. OF RATING 4 KW. | GOLDEN GATE ELECTRIC | R | 6309 | 101 | 10 | MELRA CT |  | 10 | COMPLETE | 2015-05-13
EW20150523441 | 2015-05-23 | SOLAR INSTALLATION - 16 ROOF-MOUNTED SOLAR PV MODULES 250 WATTS PER MODULE 16 INTERACTIVE INVERTER AT 215 TOTAL NO. OF RATING 4.0 KW - 16 ROOF-MOUNTED SOLAR PV MODULES 250 WATTS PER MODULE 16 INTERACTIVE INVERTER TOTAL NO. OF RATING 4 KW. | GOLDEN GATE ELECTRIC | R | 6160 | 15 | 967 | SOMERSET ST |  | 967 | COMPLETE | 2015-05-29
E201505268854 | 2015-05-26 | ASDF | GOLDEN GATE ELECTRIC | R | 7009 | 32 | 642 | HEAD ST |  |  | FILED | 2015-05-26
EW20150506741 | 2015-05-06 | SOLAR INSTALLATION - 15 ROOF-MOUNTED SOLAR PV MODULES 270 WATTS PER MODULE 15 INTERACTIVE INVERTER AT 215 TOTAL NO. OF RATING 4.0 KW - 15 ROOF-MOUNTED SOLAR PV MODULES 270 WATTS PER MODULE 15 INTERACTIVE INVERTER TOTAL NO. OF RATING 4 KW. | GOLDEN GATE ELECTRIC | R | 7106 | 55 | 260 | ORIZABA AV |  | 260 | COMPLETE | 2015-05-20
E201505078398 | 2015-05-07 | LEGALIZATION ORDINANCE 43-14. LEGALIZE (E) KITCHEN . 2 LIGHTS 2 SWITCHES 8 RECEPTACLES 5 CIRCUITS GARBAGE DISPOSAL | MZ CONSTRUCTION COMPANY | R | 2451 | 002D | 2695 | 45TH AV |  |  | ISSUED | 2015-05-07
E201505268828 | 2015-05-26 | UNIT #2: BATHROOM & KITCHEN REMODEL UPGRADE SUBPANEL. | INNOVATIVE CONSTRUCTION & DESIGN CO. | R | 226 | 23 | 761 | COMMERCIAL ST |  |  | ISSUED | 2015-05-26
EW20150512301 | 2015-05-12 | ADDING RRU'S AND SURGE SUPPRESSORS 1 (N) SPLICE BOX REMOVE/REPLACE RBS 2106 W/ RBA72 2 (N) PURCELL CABINETS RELOCATE ANTENNAS | ELECTRIC TECH CONSTRUCTION INC | C | 65 | 48 | 990 | COLUMBUS AV |  | 0 | ISSUED | 2015-05-12
E201505188687 | 2015-05-18 | UPGRADE PANEL KTICHEN RMEODEL 2 BATHROOMS 1/2 BATROOM ADDITION RELOCATE LAUNDRY: 15 LIGTHS 18 RECEPTACLES 6 RECEPTACLES 5 FANS 1 D/W G/D 1 RANGE 6 SMOKE DETECTORS. | QUALITY PAINTING & CONSTRUCTION | R | 1630 | 9 | 649 | 14TH AV |  |  | ISSUED | 2015-05-18
E201505128522 | 2015-05-12 | INSTALLATION OF NEW OUTLETS SWITCHES CAN LIGHTS EMERGENCY LIGHTS FOR NEWLY REMODELED AREA (LOBBY) - 10 LIGHTS 15 SWITCHES 20 RECEPTACLES 4 FANS | RICOS GENERAL CONSTRUCTION | C | 287 | 20 | 447 | BUSH ST |  |  | ISSUED | 2015-05-12
E201505218773 | 2015-05-21 | RUN NEW ELECTRICAL FOR 4 NEW STACKED WASHERS AND DRYERS. INSTALL 5 NEW CKTS: 7 LIGHTS 3 SWITCHES 20 RECEPTACLES. | VECTOR CONSTRUCTION INC. | R | 474 | 016B | 3150 | FRANKLIN ST | 0 |  | ISSUED | 2015-05-21
EW20150521801 | 2015-05-21 | ADD POWER FOR NEW ACCESS ELEVATOR TO ACCESS THE BASEMENT AND ALL 3 DINING FLOORS. REROUTE CONDUIT AND ANY ELECTRICAL OUTLETS IN NEW ELEVATOR SHAFT. MOVE LIGHTING DISTURBED BY NEW ELEVATOR SHAFT. | JAMES DOWNS | C | 329 | 6 | 63 | ELLIS ST |  | 3 | ISSUED | 2015-05-21
E201505278865 | 2015-05-27 | 32/F: INSTALL 300 L/V DATA CABLE DROPS. | CORLAN INC | C | 291 | 12 | 44 | MONTGOMERY ST |  |  | ISSUED | 2015-05-27
E201505078403 | 2015-05-07 | 20 LIGHTS 10 SWITCHES 10 RECEPTACLES 1 FAN 1 DISHWASHER 1 GARBAGE DISPOSAL 1 RANGE; NEW ELECTRICAL WORK AS NEEDED PER CODE IN KITCHEN DINING + LIVING + STUDY. | SAN FRANCISCO DESIGN BUILD | R | 3001A | 15 | 692 | TERESITA BL |  | 2ND FLR | ISSUED | 2015-05-07
E201505058335 | 2015-05-05 | LAUNDRY ROOM BEDROOM & CLOSET: 5-7 CKTS 17 LIGHTS 7 SWITCHYES 18 RECEPTACLES 3 FANS 2 SMOKE DETECTORS. | PAUL MCGRATH GENERALCONTRACTOR | R | 2975 | 30 | 233 | KENSINGTON WY |  |  | ISSUED | 2015-05-05
E201505068383 | 2015-05-06 | UNIT 3 - REPLACE LIGHTS SWITCHES BAT FAN DISH GARBAGE DISPOSAL OULET PLUGS IN KITCHEN BATH AND BEDROOM (PERMIT ASSOCIATED WITH E201502186429) | ROBERTO DE LEON | R | 824 | 001G | 1030 | FELL ST | 0 |  | ISSUED | 2015-05-06
E201505048286 | 2015-05-04 | REWIRE ALL OF EXISTING STRUCTURE. REUSE EXISING MAIN AND SUBPANEL - LIGHTS SWITCHES RECEPTACLES DISHWASHER GARBAGE DISPOSAL MICOWAVE RANGE SMOKE DETECTOR | CAVIGLIA BROTHERS CONSTRUCTION | R | 3732 | 95 | 421 | TEHAMA ST |  |  | ISSUED | 2015-05-04
EW20150527063 | 2015-05-27 | INSTALLATION OF A SOLAR PV SYSTEM. - 17 ROOF-MOUNTED SOLAR PV MODULES 250 WATTS PER MODULE 1 INTERACTIVE INVERTER TOTAL NO. OF RATING 3.7 KW. | SWANROCK INC. DBA: SKYTECH SOLAR | R | 5544 | 2 | 3306 | FOLSOM ST |  | 0 | ISSUED | 2015-05-27
EW20150508661 | 2015-05-08 | INSTALLATION OF A SOLAR PV SYSTEM. - 14 ROOF-MOUNTED SOLAR PV MODULES 250 WATTS PER MODULE 1 INTERACTIVE INVERTER TOTAL NO. OF RATING 3.5 KW. | SWANROCK INC. DBA: SKYTECH SOLAR | R | 5922 | 5 | 44 | BRUSSELS ST |  | 0 | ISSUED | 2015-05-08
EW20150506681 | 2015-05-06 | INSTALLATION OF A SOLAR PV SYSTEM. - 17 ROOF-MOUNTED SOLAR PV MODULES 270 WATTS PER MODULE 1 INTERACTIVE INVERTER TOTAL NO. OF RATING 3.9 KW. | SWANROCK INC. DBA: SKYTECH SOLAR | R | 5335 | 14 | 2211 | SILVER AV |  | 0 | COMPLETE | 2015-06-05
EW20150529121 | 2015-05-29 | INSTALL LOW VOLTAGE DATA CABLE | T AND D COMMUNICATIONS INC | R | 263 | 11 | 101 | CALIFORNIA ST |  | 31 | ISSUED | 2015-05-29
EW20150519961 | 2015-05-19 | INSTALL UPHER GROUND IN NEW FOUNDATION FOOTING. | ERIK DAUNELL ELECTRIC | R | 1417 | 34 | 5431 | CALIFORNIA ST | 0 | 1 | ISSUED | 2015-05-19
EW20150518601 | 2015-05-18 | INSTALL NEW METER MAIN INSTALL NEW LIGHTING. INSTALL NEW ELECTRICAL SYSTEM. RE-WIRE HOUSE. | CONTEMPORARY ELECTRIC | R | 964 | 008D | 2320 | LYON ST |  | 1 | ISSUED | 2015-05-18
E201505128510 | 2015-05-12 | REMOVE AND REPLACE WITH A LIKE FOR LIKE FOR CHICKEN WARMER. GRAB AND GO APPLIANCE. TO BE RETURENED TO SAME PLACE ON THE SALES FLOOR. USING EXISTING EELECTRICAL CIRCUITS JUST REMOVING AND REPLACING ORIGINAL EQUIPMENT WITH A EXACT REPLACEMENT ORIGINAL PIECE OF EQUIPMENT NOT FUNCTIONING OPTIMUM LEVELS. SO THIS IS JUST AN EQUIPMENT CHANGEOUT | KRW ENTERPRISES DBA KW CONSTRUCTION | C | 1691 | 19 | 850 | LA PLAYA * |  |  | ISSUED | 2015-05-12
E201505198704 | 2015-05-19 | FLOORS: 1 ¦ 2 ¦ 8 ¦ 9 ¦10: FURNISH & INSTALL L/V DATA CABLES. | MCMILLAN DATA COMMUNICATIONS | C | 3508 | 39 | 875 | STEVENSON ST |  |  | ISSUED | 2015-05-19
E201505068362 | 2015-05-06 | 1)REMOVE EXTG SHEETROCK/REPLACE WITH NW AND R-13 INSULATION. REMODEL KITCHEN BATHROOM & RE-WIRE ELECT. LIGHTING AT 2ND FLR. 2)CONSTRUCT 2 BEDROOM ONE BATHROOM & LAUNDRY ROOM AT GROUND FLOOR. 3)REMOVE/REPLACE EXTG FOOTING WITH NEW AND REPLACE/REPAIR PARTIAL EXTG EXTERIOR WALL AT REAR OF BLDG. | HOMEWORKS CONSTRUCTION SERVICE | R | 6968 | 60 | 80 | SENECA AV |  |  | ISSUED | 2015-05-06
E201505078416 | 2015-05-07 | STORE FRONT: INSTALL 2 EXTERIOR SIGNS. | ALL IN ONE CONSTRUCTION | C | 527 | 51 | 1501 | FILBERT ST |  |  | ISSUED | 2015-05-07
E201505138551 | 2015-05-13 | CHECK FIRE DAMAGE ON OPEN WALLS | POLR ELECTRIC | R | 940 | 38 | 2936 | LYON ST | 0 |  | ISSUED | 2015-05-13
EW20150529941 | 2015-05-29 | RELOCATE ONE EXISTING 30 AMP CIRCUIT FROM ONE APARTMENTS PANEL TO ANOTHER. RUN NEW 30 AMP CIRCUIT FOR DRYER. | V P ELECTRIC CO | R | 1187 | 9 | 26 | ASHBURY ST |  | 24 | COMPLETE | 2015-06-08
EW20150514501 | 2015-05-14 | 46 RUNS BEING INSTALLED AS WELL AS A RACK AND NETWORK EQUIPMENT. | WACHTER INC. | C | 261 | 20 | 345 | CALIFORNIA ST |  | 350 | ISSUED | 2015-05-14
E201505188677 | 2015-05-18 | SITE SURVEY WITH REPORT | BAY AREA BUILDERS | R | 5362 | 001C | 1918 | LANE ST |  |  | ISSUED | 2015-05-18
EW20150508601 | 2015-05-08 | INSTALLATION OF 16 ROOF MOUNTED SOLAR PV MODULES 255 WATTS PER MODULE AND 16 INTERACTIVE INVERTERS. TOTAL SYSTEM OF 4KW - 16 ROOF-MOUNTED SOLAR PV MODULES 255 WATTS PER MODULE 16 INTERACTIVE INVERTER TOTAL NO. OF RATING 4 KW. | ALL BAY SOLAR | R | 1738 | 39 | 1228 | FUNSTON AV |  | 1 | ISSUED | 2015-05-08
E201505278882 | 2015-05-27 | UNIT 2: REPLACE SUBPANEL UPGRADE WIRING IN KITCHEN BATHROOM: 10 LIGHTS 10 SWITCHES 10 RECEPTACLES. | C&M DEVELOPMENT & CONSTRUCTION INC | R | 335 | 19 | 669 | ELLIS ST |  |  | ISSUED | 2015-05-27
E201505118501 | 2015-05-11 | TO OBTAIN A FINAL INSPECTION FOR WORK APPROVED UNDER EXPIRED PERMIT E201306101313. | C&M DEVELOPMENT & CONSTRUCTION INC | R | 2719B | 9 | 170 | GRAYSTONE TR |  | UNIT 10 | ISSUED | 2015-05-11
E201505058312 | 2015-05-05 | UNIT 604: REMODEL KITCHEN & BATHROOM: 10 LIGHTS 10 SWITCHES 15 RECEPTACLES 1 FAN 1 DISHWASHER 1 RANGE 2 SMOKE DETECTORS. | C&M DEVELOPMENT & CONSTRUCTION INC | R | 851 | 13 | 300 | BUCHANAN ST |  |  | ISSUED | 2015-05-06
EW20150508701 | 2015-05-08 | SERVICE UPGRADE | D B S ELECTRIC | R | 3564 | 72 | 74 | POND ST |  | 1 | COMPLETE | 2015-05-13
E201505118471 | 2015-05-11 | CONNECT HEAT PUMP | CLE ELECTRIC | R | 2652 | 7 | 120 | CORBETT AV |  |  | COMPLETE | 2015-05-13
E201505048282 | 2015-05-04 | RELOCATION OF ELECTRICAL SERVICE PANEL TO INSIDE THE GARAGE: 95AMP ; 3 NEW FEEDERS AWG #2 | AUTOMATED AC ELECTRIC | R | 2735 | 45 | 600 | CLARENDON AV |  |  | ISSUED | 2015-05-04
EW20150526701 | 2015-05-26 | INSTALL CONTROL DEVICES FOR HVAC EQUIPMENT | WESTERN PACIFIC TECHNOLOGIES INC | C | 788 | 1 | 355 | MCALLISTER ST |  | 1 | ISSUED | 2015-05-26
EW20150507181 | 2015-05-07 | MAIN ELECTRICAL SERVICE UPGRADE TO 100 AMP SINGLE PHASE 208 OLD SERVICE 110V @ 30 AMPS. | ALL PHASE ELECTRICAL | R | 7163 | 19 | 3180 | SAN JOSE AV |  | 1 | COMPLETE | 2015-05-18
E201505278874 | 2015-05-27 | UNIT 10 KITCHEN AND BATHROOM REMODEL - 4 LIGHTS 6 SWITCHES 15 RECEPTACLES FAN DISHWASHER GARBAGE DISPOSAL MICROWAVE RANGE 2 SMOKE DETECTORS | DOUGLAS J BURROWS | R | 218 | 16 | 1516 | LARKIN ST |  |  | ISSUED | 2015-05-27
E201505018238 | 2015-05-01 | UNIT 1 - NEW ELELCTRICAL TO KITCHEN NEW LED RECESSED LIGHTING IN LIVING ROOMS AND KITCHEN - 15 LIGHTS 5 SWITCHES 9 RECEPTACLES FAN DISHWASHER GARBAGE DISPOSAL RANGE 2 SMOKE DETECTORS | LEGACY ELECTRIC | R | 1117 | 8 | 980 | BAKER ST |  |  | ISSUED | 2015-05-01
EW20150529061 | 2015-05-29 | COMPLETE ELECTRICAL INSTALLATION WIRING INSTALLATION OF NEW APPLIANCES LIGHT FIXTURES ETC. | MID-PENINSULA ELECTRIC & SERVICE INC | R | 1008 | 54 | 312 | WALNUT ST |  | 2 | ISSUED | 2015-05-29
E201505018231 | 2015-05-01 | BATHROOM: REPLACE GFCI LIGHT SWITCH. | JIAN'S CONSTRUCTION | R | 6348 | 7 | 127 | AMAZON AV |  |  | COMPLETE | 2015-05-05
E201505058345 | 2015-05-05 | SERVICE UPGRADE 200AMPS AND 6 METERS. | JOSEPH STUART SYKES | R | 6614 | 29 | 295 | 28TH ST |  |  | ISSUED | 2015-05-05
EW20150506281 | 2015-05-06 | INSTALL (5) ELECTRICAL OUTLETS AT SALES AREA INSIDE OF EXISTING 7-ELEVEN CONVENIENCE STORE. | POWERHOUSE RETAIL SERVICES LLC | C | 6660 | 60 | 3400 | MISSION ST |  | 1 | ISSUED | 2015-05-06
E201505228811 | 2015-05-22 | TO OBTAIN A FINAL INSPECTION FOR WORK APPROVED UNDER PREVIOUS PERMIT E201412114996. | FLORES GENERAL BUILDING | R | 598 | 2 | 1821 | POLK ST |  |  | COMPLETE | 2015-05-22
E201505298942 | 2015-05-29 | UNIT REMODEL. | ANATOLY LESLEY | R | 3564 | 070A | 355 | NOE ST |  |  | ISSUED | 2015-05-29
E201505288924 | 2015-05-28 | NEW 100AMP PANEL; KITCHEN RMEODEL NEW CABINETS NEW APPLIANCES AND RECESSED LIGHTS: 5 LIGHGTS 3 SWITCHES 1 RAN. | TAICO BUILDER INC | R | 2361 | 33 | 2330 | 33RD AV |  |  | ISSUED | 2015-05-28
E201505188670 | 2015-05-18 | REWIRE AT 2 BATHROOMS OFFICE AND DOWNSTAIRS LIVING SPACE - 20 LIGHTS 10 SWITHCES 30 RECEPTACLES 2 FANS 2 SMOKE DETECTORS | MASON AUSTIN | R | 909 | 2 | 3625 | BAKER ST |  |  | ISSUED | 2015-05-18
E201505148588 | 2015-05-14 | UNIT S3-203 :REPLACE 4 LIGHTS 8 SWITCHES 20 RECEPTACLES 1 D/W 1 G/D 1 M/W 1 RANGE. | PS2 INC | R | 750 | 19 | 1545 | EDDY ST |  |  | ISSUED | 2015-05-14
E201505148623 | 2015-05-14 | LEGALIZE KITCHEN REMODEL - LIGHTS SWITCHES RECEPTACLES | S Q GARAGE DOOR | R | 4731 | 8 | 1354 | PALOU AV |  |  | ISSUED | 2015-05-14
E201505068375 | 2015-05-06 | 13 LIGHTS | B I QUALITY PAINTING INC | R | 149 | 83 | 2 | FALLON PL | 50 |  | ISSUED | 2015-05-06
E201505058329 | 2015-05-05 | ADDING ONE BBU CABINET. | PROGRESS WIRELESS | C | 5431A | 12 | 1485 | BAY SHORE BL |  |  | COMPLETE | 2015-05-19
E201505268853 | 2015-05-26 | UNIT 101: KITCHEN REMODEL NEW CKTS FOR KITCHEN & BATHROOM ADD LAUNDRY. | ALL STATES ELECTRIC | R | 6544 | 20 | 610 | CLIPPER ST |  |  | REINSTATED | 2015-06-01
E201505138555 | 2015-05-13 | LOWER LEVEL: NEW CONTROL PANEL FOR (E) CONVERYOR.; 20A/480V 3P 1 CKT 1 CONTROL PANEL (EXISTING: 3/4HP 3PHASE MOTOR ON CONVERYOR). | SHRADER MECHANICAL INC | C | 3704 | 1 | 901 | MARKET ST |  |  | COMPLETE | 2015-05-15
E201505048274 | 2015-05-04 | RENOVATION/CABINET INSTALL ON KITCHEN & 2 BATHROOMS; 4 LIGHTS 4 SWITCHES 6 RECEPTACLES 1 DISHWASHER 1 GARBAGE DISPOSAL 1 MICROWAVE 1 RANGE 2 SMOKE DETECTORS. | J R B CONSTRUCTION | R | 622 | 45 | 1776 | SACRAMENTO ST | 502 |  | ISSUED | 2015-05-04
E201505068385 | 2015-05-06 | COMPLETE REWIRE OF THE HOUSE. MAIN SERVICE IS EXISTING. | SPECTRUM SYSTEMS SF | R | 0464A | 28 | 196 | AVILA ST |  |  | ISSUED | 2015-05-06
E201505088451 | 2015-05-08 | INSTALLING RECEPTACLES & SWITCHES NEW WIRING NEW PANEL 100AMP #2/3 NM. | C W ELECTRIC | R | 3650 | 28 | 1153 | CHURCH ST |  |  | ISSUED | 2015-05-08
E201505268860 | 2015-05-26 | TO COMPLY WITH 201529431 WATER LEAKING IN EXISTING EXTERIOR LIGHT | MR FIX IT HANDYMAN SERVICES AND CONSTRUC | R | 6981 | 41 | 1090 | PLYMOUTH AV |  |  | ISSUED | 2015-05-26
E201505198717 | 2015-05-19 | ELECTRICAL UPGRADE THROUGHOUT ENTIRE HOUSE - 25 LIGHTS 12 SWITCHES 6 FANS DISHWASHER GARBAGE DISPOSAL 2 MICROWAVES 2 RANGES 6 SMOKE DETECTORS (2 UNITS ONLY) | B & H BUILDERS ASSOCIATES INC | R | 2633 | 6 | 333 | PARNASSUS AV |  |  | ISSUED | 2015-05-19
E201505158646 | 2015-05-15 | INSTALL 18 ROOF MOUNTED SOLAR PV MODULES 285 WATTS PER MODULE INSTALL 9 INTERACTIVE INVERSTER 500 POWER RATINGS EACH 4.500 KW | FREE ENERGY SYSTEMS INC | R | 2749 | 48 | 4521 | 20TH ST |  |  | ISSUED | 2015-05-15
E201505288933 | 2015-05-28 | (COMMON AREA): 1 LIGHT 2 SWITCHES 2 PLUGS ON 1ST LEVEL GARAGE. | K9 DESIGN & BUILD CORPORATION | R | 1288 | 015A | 4966 | 17TH ST |  |  | ISSUED | 2015-05-28
E201505128543 | 2015-05-12 | UNIT 43 NEW SUB PANEL SERVICE REWIRE ENTIRE UNIT. 60 AMP #6 8-10 PANEL 10 LIGHTS 10 SWITCHES 20 PLUGS 1 FAN 1 DISHWASHER 1 GD 1 RANGE 2 SMOKE DETECTORS | BOSS CONSTRUCTION INC. | R | 347 | 9 | 324 | LARKIN ST |  |  | ISSUED | 2015-05-12
E201505228819 | 2015-05-22 | PENALTY ONLY FOR NOV:20536221. |  | R | 5501 | 25 | 179 | PRECITA AV |  |  | ISSUED | 2015-05-22
E201505018246 | 2015-05-01 | KITCHEN AND BATHROOM REMODEL |  | R | 2947A | 7 | 730 | MYRA WY |  |  | ISSUED | 2015-05-01
E201505298945 | 2015-05-29 | FINAL APPROVAL FOR PERMIT #E2080825432 E201112019302 E201301247992. REWIRE ENTIRE SFD. 25 CIRCUITS 20 LIGHTS 16 SWITCHES & 35 RECEPTACLES. |  | R | 1832 | 23 | 1494 | 22ND AV |  |  | ISSUED | 2015-05-29
E201505158658 | 2015-05-15 | INSTALL 30 NEW OUTLETS AND 10 LIGHTS AND 4 DETECTORS IN BASEMENT. |  | R | 7000 | 24 | 101 | BEVERLY ST |  |  | ISSUED | 2015-05-15
EW20150518441 | 2015-05-18 | 200 LIGHTS; 20 SWITCHES; 75 RECEPTACLES; 100-150 CIRCUITS; 3 PANELS/SWITCHBOARDS; 100A FEEDERS; UPS; 100 FIRE ALARM DEVICES; TEMP POWER; CEI JOB #14-4-14020-00 LG SALES FORCE TI BUILD OUT | CUPERTINO ELECTRIC INC. | C | 3710 | 17 | 350 | MISSION ST |  | 25 | ISSUED | 2015-05-18
EW20150518421 | 2015-05-18 | 200 LIGHTS; 20 SWITCHES; 75 RECEPTACLES; 100-150 CIRCUITS; 3 PANELS/SWITCHBOARDS; 100A FEEDERS; UPS; 100 FIRE ALARM DEVICES; TEMP POWER; CEI JOB #14-4-14020-00 LG SALES FORCE TI BUILD OUT | CUPERTINO ELECTRIC INC. | C | 3710 | 17 | 350 | MISSION ST |  | 11 | ISSUED | 2015-05-18
EW20150504501 | 2015-05-04 | 5965 CABLES; CEI LV JOB #13-4-12535-00 DC 201 FOLSOM | CUPERTINO ELECTRIC INC. | R | 3746 | 3 | 201 | FOLSOM ST | 0 | 0 | ISSUED | 2015-05-04
EW20150527201 | 2015-05-27 | ROBBINS GELLER MAGNETIC DOOR HOLD. LIFE SAFETY: PROGRAMMING & TESTING | MCMILLAN BROS ELECTRIC | C | 292 | 2 | 1 | MONTGOMERY ST |  | 18 | ISSUED | 2015-05-27
EW20150526721 | 2015-05-26 | TALKDESK - (17)RECEPTACLES | MCMILLAN BROS ELECTRIC | C | 3721 | 122 | 535 | MISSION ST |  | 12 | ISSUED | 2015-05-26
EW20150501001 | 2015-05-01 | INSTALL ELECTRIC HEATER PER CORRECTION NOTICE FOR PERMIT #EW20150428621 | SIERRA ELECTRIC CO | R | 97 | 2 | 2049 | LEAVENWORTH ST | 0 | 0 | COMPLETE | 2015-05-08
EW20150501021 | 2015-05-01 | ELECTRICAL AND LIGHTING INSTALLATION. 4TH FLOOR | MCCLURE ELECTRIC INC | C | 3717 | 5 | 160 | SPEAR ST |  | 4 | ISSUED | 2015-05-01
EW20150527023 | 2015-05-27 | FIRE ALARM TEST | MCCLURE ELECTRIC INC | C | 343 | 31 | 1 | TAYLOR ST |  | 1 | ISSUED | 2015-05-27
EW20150519962 | 2015-05-19 | KITCHEN AND BATHROOM REMODEL AND ADD PLUGS THROUGH OUT. IN UNIT #9 | BYINGTON ELECTRIC CORP | R | 1195 | 14 | 1985 | GROVE ST |  | 3 | ISSUED | 2015-05-19
EW20150501781 | 2015-05-01 | EXTERIOR LIGHT FIXTURE REPLACEMENT PROJECT INCLUDING SAFE-OFF LIGHTING POWER AND LOW VOLTAGE SYSTEMS @ CITY HALL - 1 DR. CARLTON B. GOODLETT PLACE. | PAGANINI ELECTRIC CORP(SEE SIGNATORIES) | C | 787 | 1 | 1 | DR. CARLTON B. GOODLETT PL |  | 2 | ISSUED | 2015-05-01
EW20150512501 | 2015-05-12 | ADD (1) QUADPLEX AND RECONFIGURE FURNITURE FLOOR POWER LAYOUT @ PELLI CLARK - 50 FREMONT ST 24TH FLOOR | PAGANINI ELECTRIC CORP(SEE SIGNATORIES) | C | 3709 | 19 | 50 | FREMONT ST |  | 24 | COMPLETE | 2015-05-21
EW20150526521 | 2015-05-26 | WITNESS TEST AT 2:30 PM ON THURSDAY 5/28 @ DROPBOX - 185 BERRY ST 5TH FLOOR (SEE PERMIT #EW20150319441). | PAGANINI ELECTRIC CORP(SEE SIGNATORIES) | C | 3803 | 5 | 185 | BERRY ST |  | 5 | COMPLETE | 2015-05-28
EW20150520241 | 2015-05-20 | ELEC T.I. - JOB #33896 | C B F INC | C | 3751 | 157 | 360 | 03RD ST |  | 5 | COMPLETE | 2015-05-21
EW20150519761 | 2015-05-19 | 2 OUTLETS AND 2 SWITCHES - JOB #28063 | C B F INC | C | 3708 | 43 | 595 | MARKET ST |  | 630 | COMPLETE | 2015-06-08
EW20150528741 | 2015-05-28 | ELECTRICAL DEMO AND INSTALL OF 2X4 FIXTURES. JOB #34250 | C B F INC | C | 236 | 19 | 150 | CALIFORNIA ST |  | 5 | ISSUED | 2015-05-28
E201505128541 | 2015-05-12 | ADDRESS CORRECTION FOR EW20150326101; ADDITIONAL FEES FOR SERVICE UPGRADE TO 400AMPS; REWIRE 13 ROOMS. | BLUE LIGHT ELECTRIC | C | 510 | 16 | 3200 | STEINER ST |  |  | ISSUED | 2015-05-12
E201505078394 | 2015-05-07 | 1ST FLOOR; SERVICE NO. & SIZE: 200 AMP;FEEDERS NO. & SIZE: 2/0 | RAINBOW CHOY HUNG & CO | R | 2700 | 23 | 4612 | 19TH ST |  | 1ST FLOOR | COMPLETE | 2015-05-12
E201505288895 | 2015-05-28 | TEMP POWER FOR CONSTRUCTION 200AMP. | W. WONG CONSTRUCTION | R | 1587 | 32 | 634 | 45TH AV |  |  | ISSUED | 2015-05-28
EW20150511001 | 2015-05-11 | METRO JOB#59081 TENANT IMPROVEMENT (30) LIGHTS (7) SWITCHES (53) RECEPTACLES (2) EXIT SIGNS (1) STROBE | METROPOLITAN ELECTRIC | C | 295 | 6 | 360 | POST ST |  | 3 | ISSUED | 2015-05-11
EW20150529101 | 2015-05-29 | INSTALL (128) CABLES ON THE 4TH FLOOR FOR HALEY ELLIS DEVEREAUX - 58891 | METROPOLITAN ELECTRIC | C | 240 | 2 | 417 | MONTGOMERY ST |  | 4 | ISSUED | 2015-05-29
E201505268823 | 2015-05-26 | NEW SERVICES UG 200AMP 5 METERS 5 PANELS | TAI LAM MAK | R | 1104 | 1 | 100 | TERRA VISTA AV | 0 |  | ISSUED | 2015-05-26
E201505118496 | 2015-05-11 | 3RD FLOOR: REMODEL KITCHEN AND BATHROOM - 4 LIGHTS 4 SWITCHES 10 RECEPTACLES 1 FAN 1 DISHWASHER 1 GARBAGE DISPOSAL 1 MICROWAVE 4 SMOKE DETECTORS | RIVERA CONSTRUCTION | R | 1158 | 19 | 1868 | MCALLISTER ST |  | 3RD FLOOR | ISSUED | 2015-05-11
E201505018249 | 2015-05-01 | ADD INDEPENDANT GFCI AT UPPER AND LOWER BATHROOMS BATH FANS LIGHTS AT UPPER AND LOWER BATHROOMS - 6 LIGHTS 6 SWITHCES 4 RECEPTACLES 2 FANS | MANNON CONSTRUCTION | R | 2945A | 7 | 349 | TERESITA BL |  |  | ISSUED | 2015-05-01
E201505188689 | 2015-05-18 | GROUND FLOOR SUITE 1608 SOFT STORY - 10 LIGHTS 10 SWITCHES 20 RECEPTACLES DISHWASHER 3 SMOKE DETECTORS | JOHN BUCKLEY ELECTRIC | R | 621 | 6 | 1501 | LARKIN ST |  |  | ISSUED | 2015-05-18
E201505278866 | 2015-05-27 | A PLUG AND LIGHT FOR FURNACE AREA. REPLACE KITCHEN PLUNG BESIDE STOVE. OVER LIGHT BOX 1 CKT. | MO CONSTRUCTION | R | 5673 | 23 | 3457 | MISSION ST |  |  | ISSUED | 2015-05-27
E201505058332 | 2015-05-05 | WITNESS TEST. REF EXPIRED PERMIT E201208244736. | FIRE & SEC. FIRE/F.S.A.C. | C | 694 | 14 | 1151 | POST ST |  |  | ISSUED | 2015-05-05
EW20150513941 | 2015-05-13 | PROVIDE POWER CONNECTION FOR (19) FURNITURE WHIPS | STARLITE ELECTRIC INC. | C | 3794 | 14 | 111 | TOWNSEND ST |  | 2 | ISSUED | 2015-05-13
EW20150511801 | 2015-05-11 | REPLACE THE EXISTING FIRE ALARM SYSTEM ON A "LIKE FOR LIKE" BASIS INCLUDING ONE FACP; ONE REMOTE ANNUNCIATOR; ONE PS; THREE SMOKE DETECTORS; AND THREE BELLS. | CENTURY ELECTRIC CONST | C | 1273 | 10 | 170 | PARNASSUS AV |  | 1 | COMPLETE | 2015-05-27
EW20150512821 | 2015-05-12 | NEW SERVICE 3 METER MAIN COMBO PANEL 2 NEW SUB PANEL PICK UP EXISTING SUB PANEL INSTALL CIRCUITRY FOR NEW LAUNDRY ROOM. | JAMES I FROST | R | 3566 | 013A | 41 | ABBEY ST |  | 1 | ISSUED | 2015-05-12
EW20150515661 | 2015-05-15 | (6) POWER OUTLETS (3) FURNITURE FEEDS (3) DATA OUTLETS | CAPITOL ELECTRIC CONST | C | 3722 | 71 | 116 | NEW MONTGOMERY ST |  | 7 | ISSUED | 2015-05-15
E201505298949 | 2015-05-29 | 1ST FLOOR APARTMENT - KITCHEN REMODEL | GRGICH ELECTRIC CO | R | 1118 | 14 | 918 | BAKER ST |  |  | ISSUED | 2015-05-29
E201505048301 | 2015-05-04 | REMODEL THE BATHROOM KITHCEN AND BASEMENT AND UPGRADE SERVICE TO 100AMP 10V/240V 1¦0 ALL WORK IN 1/F & BASEMENT: 25 LIGHTS 14 SWITCHES 25 RECEPTACLES 3 FANS 1 D/W 1 DISPOSAL 1 MICROWAVE 6 SMOKME DETECTORS WASHER/DRYER. | TAK TAM ELECTRIC CO | R | 2511 | 9 | 2751 | 42ND AV |  |  | ISSUED | 2015-05-04
E201505048302 | 2015-05-04 | REMODEL THE WHOLE HOUSE AND UPGRADE THE SERVICE TO 100AMP 120/240V 1¦0: 30 LIGHTS 12 SWITCHES 35 RECEPTACLES 3 FANS 1 DISHWASHER 1 DISPOSAL 1M ICROWAVE 4 SMOKE DETCTORS WASHER & DYER. | TAK TAM ELECTRIC CO | R | 1712 | 006C | 1282 | 39TH AV |  |  | ISSUED | 2015-05-04
E201505158636 | 2015-05-15 | UNIT #9: KITCHEN REMODEL & ADDING WASHER AND DRYER: 10 LIGHTS 10 SWITCHES 20 RECEPTACLES 1 RANGE 1 DISHWASHER | D.C. CONSTRUCTION | R | 3543 | 1 | 210 | CHURCH ST |  | 3 | ISSUED | 2015-05-15
E201505148613 | 2015-05-14 | 1/F: LIGHTING ACCORDING TO THE BUILDING PERMIT PLAN UP TO 20 OUTLET AND DEVICES. | SETO ELECTRIC | C | 3776 | 11 | 414 | BRANNAN ST |  |  | ISSUED | 2015-05-14
EW20150505901 | 2015-05-05 | LAUNDRY ROOM AND FAMILY ROOM REMODEL | LORI KATZ GROUP INC. | R | 998 | 18 | 3221 | WASHINGTON ST |  | 1 | ISSUED | 2015-05-05
EW20150505861 | 2015-05-05 | 5 STEP LIGHTS AT FRONT STEPS | LORI KATZ GROUP INC. | R | 553 | 20 | 1769 | GREEN ST |  | 1 | COMPLETE | 2015-05-29
EW20150501081 | 2015-05-01 | NEW SERVICE FOR COMMERCIAL SPACE 1633 CALIFORNIA STREET. - TOTAL NO. OF RATING 1 KW. | K C CHOW ELECTRIC CO | C | 646 | 15 | 1633 | CALIFORNIA ST |  | 1633 | ISSUED | 2015-05-01
EW20150522241 | 2015-05-22 | 52 WORKSTATIONS FOR MODULAR PARTITIONS ONLY | SERVICE WEST | C | 3701 | 65 | 1275 | MARKET ST | 0 | 9 | COMPLETE | 2015-05-26
EW20150504461 | 2015-05-04 | 96 STATIONS FOR MODULAR PARTITIONS ONLY | SERVICE WEST | C | 3508 | 1 | 1355 | MARKET ST |  | 10 | ISSUED | 2015-05-04
EW20150521641 | 2015-05-21 | 4 WORKSTATIONS FOR MODULAR PARTITIONS ONLY | SERVICE WEST | C | 204 | 21 | 1 | MARITIME PZ |  | 2 | COMPLETE | 2015-05-26
E201505208738 | 2015-05-20 | REWIRE HOUSE: 1-100A 3 #2 1 PANELBOARD 40 LIGHTS 30 SWITCHES 60 RECEPTACLES 1 FAN 1 DISHWASHER 1 DISPOSAL 1 MICROWAVE 1 RANGE 5 SMOKE DETECTOR. | S & W ELECTRIC INC. | R | 7555 | 4 | 300 | SUSSEX ST |  |  | ISSUED | 2015-05-20
EW20150528662 | 2015-05-28 | RELOCATE RECEPTACLE FOR RANGE. | GRANITE ELECTRIC | R | 5620 | 24 | 196 | BOCANA ST |  | 1 | ISSUED | 2015-05-28
E201505118495 | 2015-05-11 | NEW CONSTRUCTION : 2 UNIT BUILDING WIRING: 250 AMP SERVICES 50 CKTS NEW LIGHTS PLUGS SWITCHES. | G C ELECTRIC | R | 1857 | 36 | 721 | KIRKHAM ST |  |  | ISSUED | 2015-05-11
E201505068350 | 2015-05-06 | REF E201410173734 C/N CHECK (E) WIRING PLUGS SWITCHES. %1INSPCTR. | RAY CAMACHO ELECTRIC | R | 2915 | 16 | 992 | PORTOLA DR |  |  | ISSUED | 2015-05-06
E201505228808 | 2015-05-22 | TO OBTAIN A FINAL INSPECTION FOR WORK APPROVED UNDER EXPIRED PERMIT E201310304818. | ACC ELECTRIC | C | 3733 | 19 | 844 | FOLSOM ST |  |  | COMPLETE | 2015-05-27
E201505158645 | 2015-05-15 | TO COMPLY WITH COMPLAINT #201545421: INSTALL 1 EXTERIOR SIGN; 13FT ABOVE GRADE. | NEON WORKS CREATIONS | C | 550 | 6 | 2227 | POLK ST |  |  | FILED | 2015-05-15
EW20150511121 | 2015-05-11 | GROUND FLOOR T.I. 2 LARGE OFFICES 2 PHONE ROOMS 1 X SERVER ROOM ADA BATHROOM. WIRE FOR 7 CLUSTERED DESK LOCATIONS 2 X KITCHENETTE AREA. 16 LIGHTS 12 SWITCHES 22 RECEPTACLES 20 CIRCUITS. | WELLS ELECTRICAL INC | C | 4106 | 176 | 933 | 20TH ST |  | 1 | ISSUED | 2015-05-11
EW20150507321 | 2015-05-07 | EDLEN ELECTRIC WILL BE PROVIDING TEMPORARY WIRING TO THE EXPERIENTIAL MARKETING SUMMIT AT THE SAN FRANCISCO MARRIOTT MARQUIS. OUR EVENT NUMBER IS #055098SF. | EDLEN ELECTRICAL EXHIBITION SVCS OF CA | C | 3706 | 95 | 55 | 04TH ST |  | 1 | COMPLETE | 2015-05-19
E201505298936 | 2015-05-29 | FAMILY ROOM ADDITION 2ND FLOOR | MAR ELECTRIC SERVICE | R | 93 | 14 | 1054 | FILBERT ST |  |  | ISSUED | 2015-05-29
E201505298937 | 2015-05-29 | SUBPANEL 90AMPS. UNIT REMODELING. 3RD FLOOR | MAR ELECTRIC SERVICE | R | 93 | 14 | 1056 | FILBERT ST |  |  | ISSUED | 2015-05-29
E201505298939 | 2015-05-29 | KITCHEN UPGRADE 1ST FLOOR | MAR ELECTRIC SERVICE | R | 3267 | 1 | 601 | UPLAND DR |  |  | ISSUED | 2015-05-29
EW20150506341 | 2015-05-06 | KITCHEN REMODEL WITH NEW SUB PANEL | LIGHTNING ELECTRIC | R | 2958 | 20 | 183 | JUANITA WY |  | 2 | ISSUED | 2015-05-06
E201505048269 | 2015-05-04 | 200AMP SERVICE 40 CKTS 50 LIGHTS 50 SWITCHES 80 RECEPTACLES 4 FANS UFER GROUND. | MARTIN TYNAN & SON CONSTRUCTION | R | 6928 | 21 | 66 | BORICA ST |  |  | ISSUED | 2015-05-04
EW20150515841 | 2015-05-15 | INSTALL NEW MAIN ELECTRICAL SERVICE 200 AMPS 220 VOLTS OVER HEAD INSTALL COMPLETE WIRING IN WHOLE HOUSE AND NEW ADDITION NEW CONCRETE ELECTRODE IN NEW FOUNDATION { UFUR GROUND} | L & L ELECTRIC | R | 1364 | 31 | 134 | 05TH AV |  | 1 | ISSUED | 2015-05-15
EW20150519981 | 2015-05-19 | TO INSTALL NEW MAIN ELECTRICAL SERVICE 200 AMPS 220 VOLTS WITH THREE NEW METERS AND PANELS OVER HEAD 2] INSTALL NEW ELECTRICAL WIRING IN COMPLETE NEW HOUSE AT THE FRONT 3] NEW GROUNDING ELECTRODE UFUR GROUND 4] RUN NEW FEEDER FROM NEW MAIN ELECTRICAL SERVICE TO EXISTING HOUSE LOCATED AT REAR | L & L ELECTRIC | R | 2701 | 37 | 4519 | 19TH ST |  | 1 | ISSUED | 2015-05-19
EW20150527221 | 2015-05-27 | UPGRADE UNDER GROUND PIPE FOR SERVICE. PREVIOUSLY APPROVED ON PERMIT EW20131111241. | CANNING ELECTRIC INC | R | 946 | 21 | 2699 | FILBERT ST |  | 1 | ISSUED | 2015-05-27
EW20150519842 | 2015-05-19 | INSTALL EQUIPMENT REQUIRED FOR BOILER REPLACEMENT. INSTALL FEEDER RISER TO PANEL R FROM BASEMENT PANEL H2. | CANNING ELECTRIC INC | C | 305 | 13 | 580 | GEARY ST |  | 1 | ISSUED | 2015-05-19
EW20150519821 | 2015-05-19 | PROVIDE NON-FUSED DISCONNECT TO EACH FAN COIL UNIT IN BASEMENT 1ST AND 2ND FLOOR. INSTALL NEW LIGHT FIXTURES SWITCHING AND OUTLETS. | CANNING ELECTRIC INC | C | 305 | 13 | 580 | GEARY ST |  | 1 | ISSUED | 2015-05-19
E201505048273 | 2015-05-04 | INSTALLATION OF TEMP POWER FOR TRADE SHOW: MICROSOFT BUILD; SHOW #24600334 APRIL 25- AY 2 2015. | GES/TSE ELECTRICAL SVRC | C | 3724 | 18 | 800 | HOWARD ST |  |  | COMPLETE | 2015-05-06
E201505088445 | 2015-05-08 | INSTALLATION OF TEMP POWER FOR TRADE SHOW: VM RADIO: MAY 10-MAY 131 2015; SHOW JOB #2495086. | GES/TSE ELECTRICAL SVRC | C | 325 | 31 | 333 | OFARRELL ST |  |  | ISSUED | 2015-05-08
E201505158648 | 2015-05-15 | REMODEL KITCHEN & BATHROOM @ 2ND FLOOR - 8 LIGHTS 2 SWITCHES 10 RECEPTACLES. | KIN CONSTRUCTION | R | 0460A | 12 | 1670 | BAY ST |  |  | ISSUED | 2015-05-15
E201505188690 | 2015-05-18 | INSTALL 600AMP SERVICE WITH (3) 200 AMP SUB PANELS. INSTALL RECEPTACLES & SWITCHES PER PLAN - 85 LIGHTS 20 SWITCHES 76 RECEPTACLES (5500 SQ FT) | HELIX ELECTRIC INC. | C | 490 | 003B | 2246 | LOMBARD ST |  |  | ISSUED | 2015-05-18
E201505048288 | 2015-05-04 | ADD 2 FULL BATH A FAMILY A BEDROOM A PLAYROOM & LAUNDRY ROOM IN BASEMENT. REPLACE 1-100 AMP SERVICE 40 LIGHTS 40 SWITCHES 10 RECEPTACLES 4 SMOKE DETECTORS. | FRANK LAU CONSTRUCTION CO | R | 655 | 61 | 2426A | PINE ST |  |  | ISSUED | 2015-05-04
E201505278888 | 2015-05-27 | 1ST FLOOR: INSTALL (1) ELECTRIC SINGLE FACED WALL SIGN (EXTERIOR) | JOHNSON UNITED INC DBA UNITED SIGN SYSTE | C | 236 | 17 | 100 | CALIFORNIA ST |  | 1ST FLOOR | ISSUED | 2015-05-27
EW20150506261 | 2015-05-06 | 27 LYON. GROUND FLOOR ADD 1/2 BATHROOM AND ONE SHOWER ROOM. 1ST FLOOR EXTENSION THE EXISTING BATHROOM. RELOCATE 3 SUB-PANELS. 12 LIGHTS 8 SWITCHES AND 4 PLUGS. | MIN'S ELECTRIC INC | R | 1234 | 4 | 27 | LYON ST |  | 0 | ISSUED | 2015-05-06
E201505148616 | 2015-05-14 | KITCHEN & BATHROOM REODEL: 14 LIGHTS 8 SWITCHYES 10 RECEPTACLES 1 FAN. | DELLAMAR ELECTRIC INC. | R | 2960 | 16 | 85 | AGUA WY |  |  | ISSUED | 2015-05-14
EW20150507921 | 2015-05-07 | TEMPORARY CONSTRUCTION SPIDER BOX POWER SET UP (FOR 2) - UPON SPECIAL EVENT REQUESTS LOCATED IN OUR WEST GARDEN EXTERIOR AREA | CALIFORNIA ACADEMY OF SCIENCES | C | 1700 | 1 | 55 | MUSIC CONCOURSE DR |  | 1 | ISSUED | 2015-05-07
EW20150512621 | 2015-05-12 | KITCHEN BATH 2 BEDROOMS REWIRE | EDWARD FITZGERALD ELECTRIC | R | 6503 | 29 | 4367 | 24TH ST |  | 23 | ISSUED | 2015-05-12
EW20150514601 | 2015-05-14 | TWO NEW BATHROOMS ON EACH FLOOR ROOMS 502/501 402/401 302/301 202/201. CEILING FANS GFI OUTLET WHERE NECESSARY LIGHT SWITCHES | INNOVATIVE TECHNOLOGIES | R | 306 | 17 | 589 | POST ST |  | 5 | ISSUED | 2015-05-14
EW20150511241 | 2015-05-11 | INSTALL: 8 LIGHTS 6 SWITCHES 11 PLUGS RANGE HOOD DOUBLE OVEN AND BATH FAN IN THE KITCHEN DINING ROOM AND MASTER BATH. | THOMAS W DOYLE DBA DOYLE ELECTRIC | R | 2686 | 15 | 523 | OAK PARK DR |  | 2 | ISSUED | 2015-05-11
EW20150511181 | 2015-05-11 | MODULAR OFFICE FURNITURE INSTALLATION | ADVANCED INSTALLATION SERVICES INC | C | 261 | 17 | 345 | CALIFORNIA ST |  | 13 | COMPLETE | 2015-05-28
EW20150512843 | 2015-05-12 | INSTALL NEW WIRING FOR ALL RECEPTACLES SWITCH LIGHTS SMOKE DETECTORS AND SUB PANEL. | J Y ELECTRICAL CONSTRUCTION CO INC | R | 2626 | 17 | 6 | SATURN ST |  | 2 | ISSUED | 2015-05-12
E201505068384 | 2015-05-06 | INSTALL NEW LIGHT FIXTURES & BATHROOM FAN; 15 LIGHTS 8 SWITCHES 20 RECEPTACLES 1 FAN | MUTUAL SEIKO CONSTRUCTION | R | 2356 | 2 | 2349 | 27TH AV |  |  | ISSUED | 2015-05-06
EW20150517963 | 2015-05-17 | INSTALL 4 NEW OUTLETS | DOWLING ELECTRIC | C | 3783 | 8 | 600 | TOWNSEND ST |  | 0 | ISSUED | 2015-05-17
EW20150515761 | 2015-05-15 | KITCHEN AND BATHROOM REMODEL. | CHASOV ELECTRICAL VOICE & DATA | R | 639 | 38 | 2040 | LAGUNA ST | 303 | 3 | ISSUED | 2015-05-15
E201505138561 | 2015-05-13 | REMODEL KITCHEN AND 1 NEW BATHROOM - 15 LIGHTS 5 SWITCHES 20 RECEPTACLES FAN DISHWASHER GARBAGE DISPOSAL MICROWAVE | LE SHAN LUO ELECTRIC | R | 1225 | 6 | 411 | CLAYTON ST |  |  | ISSUED | 2015-05-13
EW20150512661 | 2015-05-12 | ROUGH AND FINISH ELECTRICAL FOR WIRING KITCHEN EQUIPMENT AND DINING AREA LIGHTING. | BUSCH ELECTRIC INC | C | 5660 | 18 | 919 | CORTLAND AV |  | 1 | ISSUED | 2015-05-12
E201505188699 | 2015-05-18 | NEW 125 AMP 120-240 METER MAIN FOR COMMON AREA. (1) 20 AMP GARAGE OUTLET | BOUCHARD ELECTRIC COMPENY | R | 5467 | 15 | 3027 | SAN BRUNO AV |  |  | ISSUED | 2015-05-18
E201505118483 | 2015-05-11 | UPGRADE 200 AMP SERVICE UNIT REMODEL 30 LIGHTS 30 SWITCHES 100 RECEPTACLES GARBAGE DISPOSAL82 | Y D CONSTRUCTION CO. INC. | R | 3502 | 34 | 47 | GUERRERO ST |  |  | ISSUED | 2015-05-11
E201505018244 | 2015-05-01 | UPGRADE HOUSE ELECTRICAL. BATHS/KITCHEN/ALL ROOMS. 30 LIGHTS 30 SWITCHES 120 RECEPTACLES 3 FANS 1 DISHWASHER 1 GARBAGE DISPOSAL 1 MICROWAVE 1 RANGE 8 SMOKE DETECTORS 30 CIRCUITS. 200 AMP SERVICE | MORTON JONES CONSTRUCTION | R | 3262 | 19 | 65 | APTOS AV |  |  | ISSUED | 2015-05-01
E201505298952 | 2015-05-29 | INSTALL 5 HORN STROBE. INSTALL 2 STROBES. INSTALL 7 DUCT DETECTORS. INSTALL 1 MONITO MODULE @ ANSUL. | RED HAWK FIRE & SECURITY CA LLC | C | 3773 | 3 | 100 | BRANNAN ST |  | 1ST FL | ISSUED | 2015-05-29
EW20150526901 | 2015-05-26 | BATHROOM REMODELING | SAVINOV ELECTRICAL VOICE & DATA | R | 2683 | 2 | 373 | WARREN DR |  | 1 | ISSUED | 2015-05-26
EW20150507341 | 2015-05-07 | INSTALLATION OF A SPRINKLER MONITORING SYSTEM INCLUDING: FIRE ALARM CONTROL UNIT SMOKE DETECTOR MANUAL PULL STATION AND MONITOR MODULES TO MONITOR WATER FLOW AND TAMPER DEVICES. | CRIME WATCH SECURITY SYSTEMS INC | R | 3583 | 82 | 4035 | 18TH ST |  | 1 | COMPLETE | 2015-05-22
E201505128525 | 2015-05-12 | INSTALL 12 SOLAR PV MODULE 280 WATTS PER MODULE INSTALL 6 INTERACTIVE INVERTERS 500 POWER RATINGS AT 3.36 KW | FIDELITY HOME ENERGY INC. | R | 6117 | 84 | 79 | KAREN CT | 0 |  | ISSUED | 2015-05-12
E201505048304 | 2015-05-04 | SERVICE REPAIR AND UPGRADE TO 200AMP. | HAI LIN | R | 6987 | 6 | 163 | JULES AV |  |  | COMPLETE | 2015-05-15
E201505018228 | 2015-05-01 | GARAGE ELEVATOR | S ANDH ENTERPRISES INC/NATIONWIDE LIFTS | R | 634 | 6 | 33 | PERINE PL |  | GARAGE | ISSUED | 2015-05-01
EW20150512822 | 2015-05-12 | NEED FINAL INSPECTION ONLY. JOB WAS DONE UNDER PERMIT # EW20110408201. ROUGH INSPECTION IS SIGNED. | ANDREI SMIRNOV | R | 1198 | 4 | 417 | LYON ST |  | 1 | COMPLETE | 2015-05-18
EW20150519143 | 2015-05-19 | WIRE 10 RETROFIT 4" LED RECESSED LIGHTS (KITCHEN) BRANCH CIRCUITS FOR GD AND DW FRIDGE MW AND SMALL APPLIANCES (COUNTER AREA) 2X20 AMPS DEDICATED CIRCUITS FOR SMALL APPLIANCE KITCHEN (GROUND LEVEL) 200 AMPS SERVICE UPGRADE AND SUB-PANEL SECOND STORY. | ELECTRO INTEGRITY | R | 1521 | 28 | 546 | 24TH AV |  | 1 | ISSUED | 2015-05-19
EW20150527402 | 2015-05-27 | TO INSTALL NEW WIRING AND FIXTURES IN RETAIL SPACE....ALTSCHOOL | AMPLEX ELECTRICAL INC | C | 4058 | 223 | 610 | 20TH ST |  | 1 | ISSUED | 2015-05-27
E201505048285 | 2015-05-04 | RELOCATE 2 OUTLETS 2 SWITCHES AFFECTED BY NEW FRAMING & LOCATION OF NEW FIREPLACE. | POST & LINTEL CONSTRUCTION | R | 3144A | 54 | 315 | SANTA ROSA AV | 3 |  | ISSUED | 2015-05-04
EW20150504481 | 2015-05-04 | ELECTRICAL PERMIT TO INSTALL (40) MODULAR WORKSTATIONS WITH BASEFED POWER CONNECTION | ONE WORKPLACE L-FERRARI INC. (SEE NOTES) | C | 3768 | 16 | 2 | BRYANT ST |  | 1 | COMPLETE | 2015-05-07
EW20150512801 | 2015-05-12 | UFER | BRESLIN ELECTRIC | R | 2802 | 42 | 823 | ALVARADO ST |  | 1 | ISSUED | 2015-05-12
EW20150512721 | 2015-05-12 | KITCHEN AND TWO BATHROOMS WATER HEATER LIGHTING. UPGRADE/MOVE SUB PANEL | BRESLIN ELECTRIC | R | 3602 | 15 | 4100 | 20TH ST |  | 1 | ISSUED | 2015-05-12
E201505148619 | 2015-05-14 | UPGRADE MAIN PANELS FOR EACH UNIT CONNECT REMOEL KITCHEN WIRING 4 BATHROOMS: 20 CKTS 40 LIGHTS 20 SWITCHES 40 RECEPTACLES 4 FANS 2 DISHWASHERS 2 DISPOSAL 2 MICROWAVE 2 RANGES 10 SMOKE DETECTORS. | ALLIED TEAMWORK CONSTRUCTION CO | R | 189 | 019D | 1135 | JACKSON ST |  |  | ISSUED | 2015-05-14
EW20150504621 | 2015-05-04 | INSTALL (13) ROOFTOP PIPE MOUNTED SOLAR PANELS (3.38) KW. - 13 ROOF-MOUNTED SOLAR PV MODULES 260 WATTS PER MODULE 1 INTERACTIVE INVERTER TOTAL NO. OF RATING 3.8 KW. | SOLARCITY CORPORATION | R | 2033A | 5 | 1725 | 16TH AV |  | 1 | ISSUED | 2015-05-04
EW20150506321 | 2015-05-06 | INSTALL (10) ROOFTOP PIPE MOUNTED SOLAR PANELS (2.6) KW. - 10 ROOF-MOUNTED SOLAR PV MODULES 260 WATTS PER MODULE 1 INTERACTIVE INVERTER TOTAL NO. OF RATING 3.8 KW. | SOLARCITY CORPORATION | R | 5375 | 63 | 190 | BOUTWELL ST |  | 1 | COMPLETE | 2015-06-01
EW20150527404 | 2015-05-27 | INSTALL (11) ROOF TOP PIPE RACKED SOLAR PANELS. (2.86KW) LOAD CENTER UPGRADE 125A. - 11 ROOF-MOUNTED SOLAR PV MODULES 260 WATTS PER MODULE 1 INTERACTIVE INVERTER TOTAL NO. OF RATING 2.86 KW. | SOLARCITY CORPORATION | R | 7272 | 12 | 435 | LAKESHORE DR |  | 2 | ISSUED | 2015-05-27
EW20150512701 | 2015-05-12 | INSTALL (14) ROOF PIPE MOUNTED SOLAR PANELS. (3.64KW) - 14 ROOF-MOUNTED SOLAR PV MODULES 260 WATTS PER MODULE 1 INTERACTIVE INVERTER TOTAL NO. OF RATING 3.8 KW. | SOLARCITY CORPORATION | R | 2381 | 10 | 2451 | 44TH AV |  | 2 | COMPLETE | 2015-06-08
EW20150507063 | 2015-05-07 | REFERENCE ELECTRICAL PERMIT #E201504298184 UNIT 604 - REWIRE UNIT. INSTALL AVC FAULT BREAKERS IN NEW PANEL. LIGHTS SWITCHES RECEPTACLES GARBAGE DISPOSAL MICROWAVE RANGE 3 SMOKE DETECTORS. | DI LUZIO INC. | R | 599 | 40 | 2040 | FRANKLIN ST | 604 | 604 | ISSUED | 2015-05-07
E201505198721 | 2015-05-19 | TO OBTAIN A FINAL INSPECTION FOR WORK APPROVED UNDER EXPIRED PERMIT E201309123605. | B W H BUILDER INC. | R | 2612 | 56 | 265 | HENRY ST |  |  | ISSUED | 2015-05-19
E201505218770 | 2015-05-21 | BATHROOM REMODEL: 2 LIGHTS 3 SWITCHES 1 RECETPACLE 1 FAN 1 CIRCUIT | STAR LIGHTING & ELECTRIC | R | 6778 | 36 | 1749 | SAN JOSE AV |  | 1ST FLR | ISSUED | 2015-05-21
EW20150504661 | 2015-05-04 | SOLAR INSTALLATION - 15 ROOF-MOUNTED SOLAR PV MODULES 270 WATTS PER MODULE 15 INTERACTIVE INVERTER AT 215 TOTAL NO. OF RATING 4.0 KW - 15 ROOF-MOUNTED SOLAR PV MODULES 270 WATTS PER MODULE 15 INTERACTIVE INVERTER TOTAL NO. OF RATING 4 KW. | GOLDEN GATE ELECTRIC | R | 7042A | 24 | 190 | OTTAWA AV |  | 190 | ISSUED | 2015-05-04
EW20150530321 | 2015-05-30 | SOLAR INSTALLATION - 13 ROOF-MOUNTED SOLAR PV MODULES 315 WATTS PER MODULE 13 INTERACTIVE INVERTER AT 215 TOTAL NO. OF RATING 4.0 KW. ELECTRICAL MAIN SERVICE UPGRADE FROM 50AMP TO 100AMP. - 13 ROOF-MOUNTED SOLAR PV MODULES 315 WATTS PER MODULE 215 INTERACTIVE INVERTER TOTAL NO. OF RATING 4 KW. | GOLDEN GATE ELECTRIC | R | 6354 | 6 | 830 | ATHENS ST |  | 830 | ISSUED | 2015-05-30
E201505268830 | 2015-05-26 | UNIT #4: BATHROOM & KITCHEN REMODEL UPGRADE SUBPANEL. | INNOVATIVE CONSTRUCTION & DESIGN CO. | R | 226 | 23 | 761 | COMMERCIAL ST |  |  | ISSUED | 2015-05-26
E201505268829 | 2015-05-26 | UNIT #3: BATHROOM & KITCHEN REMODEL UPGRADE SUBPANEL. | INNOVATIVE CONSTRUCTION & DESIGN CO. | R | 226 | 23 | 761 | COMMERCIAL ST |  |  | ISSUED | 2015-05-26
E201505198713 | 2015-05-19 | ONE PLUG TO NEW BATHROOM 2 PLUGS IN EXISTING BATH 2 LIGHTS AND FAN IN NEW BATH AND 2 LIGHTS AND FAN IN EXISTING BATH | GRACON CONSTRUCTION INC | R | 1380 | 7 | 147 | 20TH AV |  |  | ISSUED | 2015-05-19
EW20150519701 | 2015-05-19 | TEMP POWER POLE FOR CONTRUCTION | PAUL IRIBARREN ELECTRIC | R | 837 | 3 | 1 | FRANKLIN ST |  | 1 | ISSUED | 2015-05-19
EW20150505041 | 2015-05-05 | INSTALLATION OF 42 WORKSTATIONS | ALLMODULAR SYSTEMS INC. | C | 241 | 25 | 650 | CALIFORNIA ST | 0 | 33 | COMPLETE | 2015-05-11
EW20150504321 | 2015-05-04 | THE INSTALLATION OF 58 MODULAR WORKSTATIONS | ALLMODULAR SYSTEMS INC. | C | 166 | 8 | 750 | BATTERY ST |  | 3 | COMPLETE | 2015-05-06
EW20150520602 | 2015-05-20 | REMODEL THREE FLOOR 3 BEDROOM TWO BATHROOM ONE KITCHEN ONE LIVING-ROOM ONE DINNING-ROOM.ALL NEW WIRES OUTLETS SWITCHES AND LIGHT FIXTURES. | JAMES' ELECTRIC COMPANY | R | 4214 | 18 | 1227 | SAN BRUNO AV |  | 3 | ISSUED | 2015-05-20
EW20150520624 | 2015-05-20 | REMODEL FIRST FLOOR 3 BEDROOM TWO BATHROOM ONE KITCHEN ONE LIVING-ROOM ONE DINNING-ROOM.ALL NEW WIRES OUTLETS SWITCHES AND LIGHT FIXTURES. | JAMES' ELECTRIC COMPANY | R | 4214 | 18 | 1231 | SAN BRUNO AV |  | 1 | ISSUED | 2015-05-20
EW20150507021 | 2015-05-07 | DATA / COMMUNICATIONS CABLING (170 CABLES) @ CAPITAL ONE - 201 3RD STREET 5TH FLOOR. | PAGANINI COMMUNICATIONS INC | C | 3735 | 59 | 201 | 03RD ST |  | 5 | ISSUED | 2015-05-07
E201505048276 | 2015-05-04 | WORK IN APT. #403: 8 LIGHTS 10 SWITCHES 22 RECEPTACLES 1 FAN. | PALMERA CONSTRUCTION CO | R | 669 | 8 | 1140 | SUTTER ST |  |  | ISSUED | 2015-05-04
E201505048289 | 2015-05-04 | RUN NEW ELECTRICAL FOR NEW CONDITIONED SPACE AT 1/F. INCLUDING 9 LIGHTS 17 RECEPTACLES NEW WASHER AND DRYER 2 SMOKE DETETECTORS 1 COMBO SMOKE/CO ALARM 1 GFCI 5 NEW DEDICATED CKTS. | VECTOR CONSTRUCTION INC. | R | 2150 | 22 | 2621 | PACHECO ST |  |  | ISSUED | 2015-05-04
E201505198716 | 2015-05-19 | REMOVAL OF SOLAR PERMITS AND E/V CHARGER INSTALL BUT NOT INSPECTED UNDER EXPIRED PERMITS E201312195998 & E201312195999. | DANLIN CORPORATION | R | 272 | 001B | 737 | PINE ST |  |  | COMPLETE | 2015-05-21
EW20150514421 | 2015-05-14 | INSTALL 50 AMP OUTLET IN WATERPROOF ENCLOSURE. | CHRISTOPHER L MC WHERTER | R | 2330 | 005P | 2258 | 20TH AV |  | 0 | COMPLETE | 2015-05-26
EW20150520581 | 2015-05-20 | UPGRADE GARAGE SUB PANEL FROM 50A TO 100A AND INSTALL 50A OUTLET | CHRISTOPHER L MC WHERTER | R | 992 | 8 | 3840 | CLAY ST |  | 0 | COMPLETE | 2015-05-27
E201505118498 | 2015-05-11 | MAKE SURE (E) ELECTRICAL IS UP TO CODE. | PRECISION POWER ELECTRIC | R | 5327 | 19 | 1752 | QUESADA AV |  |  | ISSUED | 2015-05-11
E201505208746 | 2015-05-20 | KITCHEN & BATHROOM REMODEL: 11-40 OUTLETS 8 CAN LIGHTS. | BARNUM BUILDNG AND DESIGN | R | 105 | 22 | 378 | UNION ST |  | 2ND FLOOR ABOVE GARAGE | ISSUED | 2015-05-20
E201505218772 | 2015-05-21 | SURVEY ONLY | BARNUM BUILDNG AND DESIGN | R | 191 | 017A | 1236 | MASON ST |  |  | ISSUED | 2015-05-21
EW20150515861 | 2015-05-15 | REPLACE 3 FEDERAL PACIFIC SUB-PANELS AT SERVICE. INSTALL 2 GROUND RODS | MULHOLLAND ELECTRIC | R | 472 | 46 | 3299 | GOUGH ST |  | 0 | COMPLETE | 2015-05-21
EW20150505201 | 2015-05-05 | CONDO CONVERSION | MULHOLLAND ELECTRIC | R | 3581 | 30 | 483 | NOE ST |  | 1 | COMPLETE | 2015-05-27
E201505158644 | 2015-05-15 | GRAGE 2/F & 3/F: NEW 200AMP SERVICE & MAST: 18 LIGHTS 15 SWITCHES 20 RECEPTACLES 1 D/W NEW DISPOSAL MICROWAVE RANGE 5 SMOKE DETECTORS. | MICHAEL E MIRANDA GENERAL CONTRACTOR | R | 1665 | 27 | 4630 | FULTON ST |  |  | ISSUED | 2015-05-15
E201505158656 | 2015-05-15 | UPGRADE ENTIRE ELECTRICAL OF 2 UNITS TO NEW INCLUDE PANEL WIRING RECEPTACLES & SWITCHES. 40 CIRCUITS 2 PANELBOARDS 30 LIGHTS 38 SWITCHES 50 RECEPTACLES 6 FANS 2 DISHWASHERS 2 GARBAGE DISPOSAL 2 MICROWAVES 4 SMOKE DETECTORS. | S AND L TEC CONSTRUCTION CO INC | R | 187 | 36 | 1355 | JACKSON ST |  |  | ISSUED | 2015-05-15
E201505198706 | 2015-05-19 | SUMP PUPM ELECTRICAL SINGLE 20 AMP OUTLET INSTALL | BEYOND THE HORIZON CONSTRUCTION | R | 6654 | 21 | 78 | WHITNEY ST |  |  | ISSUED | 2015-05-19
E201505288916 | 2015-05-28 | REPLACE/REPAIR ONE LIGHT IN OFFICE ROOM. | JONES BROS CONSTRUCTION INC | C | 2030 | 012B | 1248 | NORIEGA ST |  |  | FILED | 2015-05-28
E201505148602 | 2015-05-14 | UNIT 6: REMODELING (E) BATHROOM UPGRADE ELECTRICAL FOR BATHROOM. | JONES BROS CONSTRUCTION INC | R | 6418 | 66 | 1520 | GENEVA AV | 0 | UNIT 6 | ISSUED | 2015-05-14
E201505268822 | 2015-05-26 | UNIT 704: UPGRADE ELECTRICAL: #8 FEEDERS 4 LIGHTS 4 SWITCHES 10 RECEPTACLES. | MANNY'S HANDYMAN INC. DBA: MHM CONSTR. | R | 277 | 006A | 1106 | BUSH ST | 0 |  | ISSUED | 2015-05-26
EW20150503161 | 2015-05-03 | INSTALL ELECTRICAL WORK ACCORDING TO APPLICATION CC-7934 FOR 3 UNIT BUILDING CONDO CONVERSION | S W E ASSOCIATES INC | R | 3605 | 77 | 300 | LIBERTY ST |  | 3 | COMPLETE | 2015-05-11
E201505068381 | 2015-05-06 | REF E201504107707: WORK IN UNIT #1: KITCHEN REMODEL LIKE FOR LIKE CONFIGURATION OF CABINETS. 2 LIGHTS 1 SWITCH 5 RECEPTACLES 1 DISHWASHER 1 RANGE 30 AMP SUB PANEL | SEQUOIA PROPERTY SERVICES INC | R | 656 | 001A | 1925 | PIERCE ST |  |  | ISSUED | 2015-05-06
E201505078404 | 2015-05-07 | UNIT 710: TO OBTAIN A FINAL INSPECTION FOR WORK APPROVED UNDER EXPIRED PERMIT E201204162110 AND TO INCLUDING L/S TESTING & F/A. | SEQUOIA PROPERTY SERVICES INC | C | 314 | 16 | 291 | GEARY ST |  |  | ISSUED | 2015-05-07
E201505298944 | 2015-05-29 | 21 LIGHTS 21 SWITCHES 32 RECETPACLES 1 SUB PANEL 24 CIRCUITS 5 FANS 1 DISHWASHER 1 GARBAGE DISPOSAL 1 MICROWAVE 1 RANGE 6 SMOKE DETECTORS. | NORTH PACIFIC BUILDERS | R | 453 | 3 | 2925 | LARKIN ST |  |  | ISSUED | 2015-05-29
E201505048300 | 2015-05-04 | ADD ONE 240V CKT FOR ONE ELECTRICVAL RANGE. | V P ELECTRIC CO | R | 4073 | 15 | 777 | KANSAS ST |  |  | COMPLETE | 2015-05-14
E201505188695 | 2015-05-18 | REMODEL 2 BATHROOM @ BATH UNIT: 4 LIGHTS 4 SWITCHES 4 RECEPTACLES 2 FANS. | ODYSSEUS BUILDERS | R | 6550 | 25 | 1331 | CHURCH ST |  |  | ISSUED | 2015-05-18
E201505188686 | 2015-05-18 | BATHROM RMEODEL INSTALL WIRING FOR LIGHTS WITCHES OELTS 2 CKTS 4 LIGHTS 3 SWITCHES 1 RECEPTACLES 1 FAN. | ALL STAR WIRING | R | 5525 | 51 | 1557 | TREAT AV | 0 |  | ISSUED | 2015-05-18
E201505118506 | 2015-05-11 | NEW BATHROOM AT GROUND FLOOR - LIGHTS SWITCHES AND RECEPTACLES | J5 REAL ESTATE & DEVELOPMENT CO | R | 5722 | 5 | 624 | MOULTRIE ST |  |  | ISSUED | 2015-05-11
EW20150520622 | 2015-05-20 | REWIRE 2 BED ROOM 1 OFFICE 2 BATH ROOM 1 KITCHEN 1 DINNER ROOM 1 LIVING ROOM 1 LAUNDRY ROOM 1 SUB PANNAL | KAM'S CONSTRUCTION INC | R | 1660 | 23 | 4138 | FULTON ST |  | 3 | ISSUED | 2015-05-20
E201505078420 | 2015-05-07 | NEW WIRE FOR DOWNSTAIR UNIT KITCHEN 2 BATH LAUNDRY ROOM FURNACE WATER HEATER NEW 100 AMP SERVICE FOR DOWN STAIR UNIT. 7 LIGHTS 10 SWITCHES 30 RECEPTACLES 3 FANS 1 DISHWASHER 1 GARBAGE 1 MICROWAVES 1 RANGES 3 SMOKE DETECTORS | LT CONSTRUCTION INC | R | 2476 | 34 | 2670 | 21ST AV |  |  | ISSUED | 2015-05-07
EW20150504361 | 2015-05-04 | PART OF CONDO CONVERSION 7614 CORRECTIONS - ADD HOOD CIRCUIT IDENTIFY CIRCUITS | URBAN ENERGY | R | 3533 | 16 | 438A | 14TH ST |  | 1 | COMPLETE | 2015-05-27
E201505138571 | 2015-05-13 | GARAGE REMODEL: ADD BATHROOM LIVING ROOM AND BEDROOM: 15 LIGHTS 15 RECEPTACLES 6 SWITCHES 1 FAN 2 SMOKE DETECTORS. | VALLIN ELECTRIC | R | 2193 | 003C | 2135 | 24TH AV |  |  | ISSUED | 2015-05-13
E201505068358 | 2015-05-06 | REWIRE OF UNIT 5 - INSTALL 100 AMP SUB PANEL AND 100 AMP METER MAIN - 15 LIGHTS | C ELECTRIC | R | 489 | 29 | 2283 | CHESTNUT ST |  |  | ISSUED | 2015-05-06
E201505068382 | 2015-05-06 | UNIT #1: MOVING WASHER/DRYER UPSTAIRS INTO HALL CLOSET: 1 LIGHT 1 SWITCH 1 RECEPTACLE 1 DISHWASHER 1 GARBAGE DISPOSAL. | R C CONSTRUCTION | R | 1103 | 101 | 32 | TERRA VISTA AV | 1 |  | ISSUED | 2015-05-06
E201505018247 | 2015-05-01 | SOLAR: INSTALL 6 ROOF MOUNTED SOLAR PV MODS 260 W/ MOD 6 INTERACTIVE INVERTERS AT 215 POWERRATING EACH 1.56KW TOTAL RATING. | HIGH DEFINITION SOLAR INC (DBA) HIGH DEF | R | 6446 | 10 | 66 | CORDOVA ST |  |  | COMPLETE | 2015-05-11
E201505208765 | 2015-05-20 | UNIT 427: EXISTING SPRINKLKER MONIOTOR REPLACE. PLACING SMOKE DETECTORS PULL STATOIN HORN STROBE SIX MODULES AND COMMUNICATOR TO THE SYSTEM. | TYCO INTEGRATED SECURITY LLC | C | 5287 | 2 | 2000 | MCKINNON AV |  |  | ISSUED | 2015-05-20
E201505128533 | 2015-05-12 | DETACHED GARAGE REPLACEMENT: O/H LIGHT GARAGE DOOR OUTLETS 1 WALL OUTLET ONE EXTEIROR LIGHT 2 SWITCHES GFCI BREAK. | PARADIGM CONCRETE & CONSTRUCTION INC | R | 2641 | 6 | 151 | EDGEWOOD AV |  |  | ISSUED | 2015-05-12
E201505118475 | 2015-05-11 | UFER GROUND | LEGACY ELECTRIC | R | 6618 | 33 | 119 | VALLEY ST |  |  | ISSUED | 2015-05-11
E201505288931 | 2015-05-28 | ADD LOW LIGHTING TO NEW DECK & STAIRS | PETERS DESIGN BUILD | R | 1792 | 002R | 1340 | 38TH AV |  |  | ISSUED | 2015-05-28
E201505078409 | 2015-05-07 | UNIT 3 - OPEN WALL AND CEILING INSTALL BATHROOM FOR CLOSE WALL AND CEILING OPENINGS | ALL CONSTRUCTION SERVICES | R | 1212 | 7 | 299 | COLE ST |  |  | ISSUED | 2015-05-07
E201505208739 | 2015-05-20 | 2/F: KITCHEN LIVING ROOM BATHROOM & BEDROOMS NEW SERVICE 125A; NEW SUBPANEL NEW WIRE ALL UNIT 12 UNITS 12 LIGHTS 14 SWITCHES 37 RECEPTACLES 3 FANS 1 DISHWASHER 1 DISPOSAL 1 MICROWAVE 1 RANGE 7 MSOKE DETECTORS. | BASSAD INC./DBA: EVERLAST CONSTRUCTION | R | 3557 | 48 | 311 | CHURCH ST |  |  | ISSUED | 2015-05-20
E201505148590 | 2015-05-14 | UNIT M1-702 :REPLACE 4 LIGHTS 8 SWITCHES 20 RECEPTACLES 1 D/W 1 G/D 1 M/W 1 RANGE. | PS2 INC | R | 707 | 48 | 1730 | OFARRELL ST |  |  | ISSUED | 2015-05-14
E201505148589 | 2015-05-14 | UNIT M2-311 :REPLACE 4 LIGHTS 8 SWITCHES 20 RECEPTACLES 1 D/W 1 G/D 1 M/W 1 RANGE. | PS2 INC | R | 726 | 19 | 1410 | STEINER ST |  |  | ISSUED | 2015-05-14
E201505198722 | 2015-05-19 | SURVEY INSPECTION. | ELITE ELECTRIC | R | 4099 | 7 | 518 | CONNECTICUT ST |  |  | COMPLETE | 2015-05-29
E201505198725 | 2015-05-19 | SURVEY INSPECTION. | ELITE ELECTRIC | R | 115 | 70 | 52 | SONOMA ST |  |  | ISSUED | 2015-05-19
E201505018266 | 2015-05-01 | SUITE 102: INSTALL L/V DATA COMM CABLING 23 DROPS. | NOTHING BUT NET | C | 718 | 22 | 900 | VAN NESS AV |  |  | COMPLETE | 2015-05-08
EW20150507881 | 2015-05-07 | INSTALL TESLA HPWC IN GARAGE 240VOLT - 100AMP. | NIJSSEN ELECTRIC | R | 7520 | 6 | 1636 | DIAMOND ST |  | 0 | COMPLETE | 2015-05-12
E201505198708 | 2015-05-19 | REMODEL ONE KITCHEN ONE BATHROOM ADD 2 BATHROOM AND LAUNDRY: 20 LIGHTS 10 SWITCHES 20 RECEPTACLES 3 FANS 1 DISHWASHER 1 DISPOSAL 1 MICROWAVE 1 RANGE 5 SMOKE DETECTORS. | SMARTER CONSTRUCTION INC | R | 1503 | 18 | 583 | 41ST AV |  |  | ISSUED | 2015-05-19
E201505288907 | 2015-05-28 | 1/F GUEST/HALL BATHROOM. 1-20 AMP CIRCUIT 2 RECEPTACLES. | SAFE STEP WALK-IN TUBS INC. | R | 1710 | 16 | 1275 | 40TH AV |  |  | ISSUED | 2015-05-28
E201505268851 | 2015-05-26 | UNIT 19: KITCHEN REMODEL NEW CKTS FOR KITCHEN & BATHROOM. ADD LAUNDRY. | ALL STATES ELECTRIC | R | 6544 | 20 | 610 | CLIPPER ST |  |  | REINSTATED | 2015-06-01
E201505088453 | 2015-05-08 | INSTALL FACP CONDUIT 6 BOOSTER PANELS 6 OUTLETS 6 LIGHT BOXES 8 CIRCUITS TO SUPPLY WIFI CABLE FACP TELEPHONE SERVICES | OSBOURNE ELECTRIC | C | 304 | 1 | 701 | POST ST |  |  | ISSUED | 2015-05-08
E201505188664 | 2015-05-18 | 125 AMP PANEL UPGRADE | POWER IN ELECTRIC INC. | R | 1661 | 20 | 766 | 19TH AV |  |  | COMPLETE | 2015-06-02
E201505118486 | 2015-05-11 | WHOLE HOUSE WIRE: 40 CKTS UFER GROUND 200AMP SERVICE (3) #4¦0 (1) 200AMP SUBPANEL 122 LIGHTS 56 SWITCHES 89 RECEPTACLES 11 FAN 1 DISHWASHERS 2 DISPOSALS 1 MICROWAVE 1 RANGE 7 SMOKE DETECTORS. | ANTHONY LEWIS INCORPORATED | R | 4037 | 3 | 312 | TEXAS ST |  |  | ISSUED | 2015-05-11
E201505088456 | 2015-05-08 | SOLAR; INSTALL 20 ROOF MOUNTED SOLAR PANELS 310W /MOD 1 INTERACTIVE INVERTERS AT 6000 POWER RATING 6.2KW TOTAL RATING. | CORONA SOLAR | R | 1654 | 3 | 723 | 11TH AV |  |  | COMPLETE | 2015-05-29
E201505048279 | 2015-05-04 | KITCHEN RENOVATION; LIGHTS SWITCHES RECEPTACLES | J R B CONSTRUCTION | R | 5726 | 7 | 4038 | FOLSOM ST |  |  | REINSTATED | 2015-05-08
E201505278879 | 2015-05-27 | STE 505 T.I. WORK: INSTALL LIGHTS SWITCHES RECEPTACLES 8 LIGHTS 6 SWITCHES 18 RECEPTACLES. | JVA MANAGEMENT CORP | C | 7295 | 22 | 595 | BUCKINGHAM WY |  |  | ISSUED | 2015-05-27
E201505228799 | 2015-05-22 | REWIERE BATHROOM AND BEDROOM: 4 LIGHTS 6 SWITCHES 4 RECEPTACLES 1 FAN. | ANTHONY SACHELLI REMODELING | R | 7049 | 24 | 230 | LAKEVIEW AV |  |  | ISSUED | 2015-05-22
E201505048275 | 2015-05-04 | 1/F: REPLACING 47 (E) RECESSED CAN LIGHTS WITH NEW ONE; REPLACING (12) LINEAR LIGHTS WITH NEW ONE. | EVERGREEN PREMIER CONSTRUCTION INC. | C | 56 | 8 | 55 | FRANCISCO ST |  | FIRST FLOOR | COMPLETE | 2015-05-11
E201505278876 | 2015-05-27 | SOLAR: INSTALL 32 ROOF MOUNTED SOLAR PV MODS 310W/MOD 2 INTERACTIVE INVERTERS AT 5KW POWER RATING EACH 9.9KW TOTAL RATING. | BAKER ENERGY TEAM LLC | R | 4108 | 18 | 991 | TENNESSEE ST |  |  | ISSUED | 2015-05-27
E201505018261 | 2015-05-01 | REPLACE 20 FLOURESCENT LAMPS WITH LEDS IN THE SAME LOCATION AND ON THE 1ST FLOOR ONLY | AMERICAN WHOLESALE LIGHTING INC | C | 3725 | 14 | 934 | HOWARD ST |  |  | ISSUED | 2015-05-01
E201505088462 | 2015-05-08 | GARAGE LEVEL 1ST FLOOR CONSTRUCT NEW WALLS FOR NEW BATH FAMILY ROOM LAUNDRY AND BEDROOMS. NEW OUTLETS & LIGHT FIXTURES: 5 CIRCUITS 2 DETECTORS 10 LIGHTS 5 SWITCHES 12 RECEPTACLES |  | R | 5305 | 11 | 1738 | NEWCOMB AV |  |  | ISSUED | 2015-05-08
EW20150522301 | 2015-05-22 | REI JOB #222123 - GALLERY REMODEL - FIRE ALARM TESTING | ROSENDIN ELECTRIC INC. | C | 3741 | 35 | 2 | FOLSOM ST |  | 1 | COMPLETE | 2015-05-26
EW20150518461 | 2015-05-18 | 200 LIGHTS; 20 SWITCHES; 75 RECEPTACLES; 100-150 CIRCUITS; 3 PANELS/SWITCHBOARDS; 100A FEEDERS; UPS; 100 FIRE ALARM DEVICES; TEMP POWER; CEI JOB #14-4-14020-00 LG SALES FORCE TI BUILD OUT | CUPERTINO ELECTRIC INC. | C | 3710 | 17 | 350 | MISSION ST |  | 26 | ISSUED | 2015-05-18
EW20150506641 | 2015-05-06 | ELECTRICAL UPGRADES FOR A KITCHEN | DECKER ELECTRIC CO INC | R | 2025 | 002A | 1743 | 24TH AV |  | 1 | ISSUED | 2015-05-06
EW20150519881 | 2015-05-19 | (20) LIGHTS (6) POWER OUTLETS LIGHTING CONTROL FIRE ALARM INSTALLATION ON THE GROUND LEVEL | SIERRA ELECTRIC CO | C | 3707 | 52 | 2 | NEW MONTGOMERY ST |  | 0 | ISSUED | 2015-05-19
E201505208741 | 2015-05-20 | REMOVAL OF 120V DUPOLES OUTLET AND POWER MOUNTED INSIDE TOWERSETREAM'S 3X3 EQUIOP0MENT CABINET REMOVED BACK TO THE SOURCE. | BRAYER ELECTRIC COMPANY | C | 3722 | 1 | 601 | MISSION ST |  |  | ISSUED | 2015-05-20
EW20150507401 | 2015-05-07 | TENANT IMPROVEMENTS SUITE #107 - 1ST FLOOR | MCCLURE ELECTRIC INC | C | 813 | 7 | 1390 | MARKET ST | 0 | 1 | ISSUED | 2015-05-07
E201505198700 | 2015-05-19 | G/F: TO COMPLETE WORK ONE UNDER EXPIRED PERMITS E201004216862 & E201109308010. | DELTA ELECTRIC | R | 1271 | 36 | 33 | CARL ST |  |  | ISSUED | 2015-05-19
EW20150513961 | 2015-05-13 | OFFICE OUTLETS - JOB #34209 | C B F INC | C | 309 | 1 | 201 | POST ST |  | 4 | ISSUED | 2015-05-13
EW20150507201 | 2015-05-07 | ELEC LIFE SAFETY AND TEL/DATA CABLING - 34208/T34220 | C B F INC | C | 288 | 30 | 130 | SUTTER ST |  | 4 | ISSUED | 2015-05-07
EW20150505841 | 2015-05-05 | TELDATA/COMM. CABLING - T34198 | C B F INC | C | 3768 | 16 | 2 | BRYANT ST |  | 1 | ISSUED | 2015-05-05
EW20150529023 | 2015-05-29 | ELECTRICAL & L/S T.I./ BUILD OUT. JOB #34099 | C B F INC | C | 3721 | 122 | 535 | MISSION ST |  | 16 | ISSUED | 2015-05-29
EW20150528661 | 2015-05-28 | CONNECTION OF ELECTRIFIED FURNITURE FOR 135 WORKSTATIONS | YOUNG ELECTRIC CO | C | 166 | 1 | 747 | FRONT ST |  | 2 | COMPLETE | 2015-06-01
EW20150506441 | 2015-05-06 | 12 DATA CABLES RUNS FROM SERVER RACK TO DROP LOCATIONS. ONE SINGLE FLOOR/SUITE | YOUNG ELECTRIC CO | C | 266 | 9 | 1 | FRONT ST |  | 100 | COMPLETE | 2015-05-07
E201505058339 | 2015-05-05 | REMOVE DOWN LIGHTS IN PRODUCE & REPLACE WITH SURNACE MOUNT FIXTURES. | H A BOWEN ELECTRIC INC | C | 6959 | 31 | 4950 | MISSION ST |  |  | COMPLETE | 2015-06-02
EW20150513861 | 2015-05-13 | METRO JOB #58316 EC #1 9TH FLOOR 3 SPEAKERS / 6 STROBES | METROPOLITAN ELECTRIC | C | 230 | 28 | 1 | EMBARCADERO CENTER * |  | 9 | COMPLETE | 2015-06-04
EW20150501982 | 2015-05-01 | METRO JOB #59033 - 45TH FLOOR - TENANT IMPROVEMENT - WATT / STOPPER DIMMING CONTROL - (6) CIRCUITS (8) LIGHTS (13) SWITCHES (2) RECEPTACLES (6) EXIT SIGNS (2) FURNITURE FEEDS. | METROPOLITAN ELECTRIC | C | 259 | 26 | 555 | CALIFORNIA ST | 0 | 45 | ISSUED | 2015-05-01
EW20150512761 | 2015-05-12 | NEW 100AMP MAIN SERVICE METER - ELECTRICAL ROOM - LEVEL 1_METRO JOB#59148 | METROPOLITAN ELECTRIC | C | 1181 | 19 | 758 | DIVISADERO ST |  | 1 | ISSUED | 2015-05-12
EW20150512641 | 2015-05-12 | JOB # 59042 - BA UPS RIGHT SIZING 555 CALIF LEVELS 7 & 8 DAVE TUHTAN 415-824-7912 REFEED (E) PDU FROM PNL 8UPS ON LVL 8. REMOVE 100KVA UPS SYS HYDROGEN DETECTORS & EPO CONTROL PNL. 2 - 100A FEEDERS | METROPOLITAN ELECTRIC | C | 259 | 26 | 555 | CALIFORNIA ST | 0 | 7 | ISSUED | 2015-05-12
E201505128534 | 2015-05-12 | INSTALL 4 STOP 950LB RESIDENTIAL ELEVATOR WIRING WITH HALL STATIONS AND STOPS CONTROLLERS. SURFACE MOUNT IN HOISTWAY. | ACME HOME ELEVATOR INC. | R | 150 | 12 | 1740 | JONES ST |  |  | COMPLETE | 2015-05-18
EW20150511041 | 2015-05-11 | UNIT #8 KITCHEN REMODEL | PADILLA'S ELECTRIC | R | 1787 | 14 | 2728 | JUDAH ST |  | 8 | ISSUED | 2015-05-11
EW20150526882 | 2015-05-26 | UNIT#506 UNIT REMODEL | PADILLA'S ELECTRIC | R | 453 | 005C | 990 | BAY ST | 0 | 5 | ISSUED | 2015-05-26
E201505018236 | 2015-05-01 | 2000 PLUS AMP SERVICE | BANA CONSTRUCTION INC | C | 7283 | 1 | 99 | HARDING RD |  |  | COMPLETE | 2015-04-30
E201505078421 | 2015-05-07 | UNIT 1: REMODEL BATHROOM AND KITCHEN INSTALL SUBPANEL: 2 LIGHTS 4 SWITCHES 5 RECEPTACLES. | 21ST CENTURY HOME IMPROVT | R | 1155 | 30 | 1645 | GOLDEN GATE AV | 0 |  | ISSUED | 2015-05-07
E201505018255 | 2015-05-01 | LIKE FOR LIKE VOLUNTARY FIRE SYSTEM REPLACEMENT. WITNESS TEST. | FIRE & SEC. FIRE/F.S.A.C. | R | 833 | 14 | 246 | GOUGH ST |  |  | ISSUED | 2015-05-01
EW20150519941 | 2015-05-19 | PROVIDE AND INSTALL (175) CAT6 CABLES PLUS (50) CAT5E CABLES FOR MECHO SHADES | SPRIG ELECTRIC | R | 173 | 4 | 615 | FRONT ST |  | 1 | ISSUED | 2015-05-19
E201505218778 | 2015-05-21 | ADD METER SOCKET TO PROVIDE KILOWATT PRODUCTION OF (E) SOLAR SYSTEM [PV-SUBMETER]. | BENSON & SON ELECTRIC | R | 2332 | 4 | 2237 | 17TH AV |  |  | COMPLETE | 2015-05-29
EW20150522401 | 2015-05-22 | INSTALL ONE OUTLET IN REAR OF GARAGE PER CC REPORT 7918 | JAMES I FROST | R | 1178 | 16 | 622 | BAKER ST |  | 1 | COMPLETE | 2015-05-29
EW20150508662 | 2015-05-08 | TO COMPLY WITH CC REPORT #7569 | JAMES I FROST | R | 1276 | 001H | 202 | GRATTAN ST |  | 1 | ISSUED | 2015-05-08
E201505198712 | 2015-05-19 | ADDRESS CORRECTION FOR E201505158631. | COSMOS ELECTRIC CO **CHECK ID & NOTE*** | C | 1185 | 1 | 547 | LYON ST |  |  | COMPLETE | 2015-05-22
EW20150526643 | 2015-05-26 | MOVE PANEL OUT OF CLOSET. ADD A CIRCUIT FOR KITCHEN COUNTER AND DISHWASHER | TUITE ELECTRIC INC | R | 4161 | 18 | 942 | WISCONSIN ST |  | 1 | ISSUED | 2015-05-26
EW20150526741 | 2015-05-26 | KITCHEN REMODEL | PETER DODDS ELECTRIC INC. | R | 2650 | 42 | 4159 | 17TH ST |  | 1 | ISSUED | 2015-05-26
EW20150501761 | 2015-05-01 | NUMBER OF WORKSTATIONS FOR MODULAR PARTITIONS ONLY | SERVICE WEST | C | 228 | 38 | 475 | SANSOME ST |  | 6 | CANCELLED | 2015-05-20
EW20150504701 | 2015-05-04 | 8 WORKSTATIONS FOR MODULAR PARTITIONS ONLY | SERVICE WEST | C | 264 | 4 | 1 | CALIFORNIA ST |  | 19 | COMPLETE | 2015-05-28
EW20150528742 | 2015-05-28 | NEW 3RD LEVEL ADDITION/ MASTER BEDROOM BATHROOM/ BEDROOM BATHROOM AND STAIRWAY; NEW SUBPANEL | WELLS ELECTRICAL INC | R | 652 | 6 | 2005 | BUCHANAN ST |  | 3 | ISSUED | 2015-05-28
E201505058323 | 2015-05-05 | CONSTRUCT 2 (N) BATHROOM 1 FAMILY ROOM ON GROUND FLOOR - 10 LIGHTS 10 SWITCHES 20 RECEPTACLES 5 SMOKE DETECTORS | LIN'S BUILDER | R | 7100 | 031A | 50 | FARRAGUT AV |  |  | ISSUED | 2015-05-05
EW20150505802 | 2015-05-05 | INSTALL INTERCOM AND SCONCE AT FRONT ENTRANCE | ANN ENEA | R | 2661 | 20 | 65 | VILLA TR |  | 1 | ISSUED | 2015-05-05
E201505118472 | 2015-05-11 | 1 FAMILY ROOM 1 LIVING ROOM 3 BEDROOMS 3 BATHROMS 1 KITCHEN 100AMP SERVICE PANEL MAIN 65 LIGHTS 40 SWITHCES 50 RECEPTACLES 6 FANS 1 DISHWASHER 1 MICROWAVE 7 SMOKE DETECTORS. | H D CONSTRUCTION COMPANY | R | 5476 | 14 | 6690 | 03RD ST |  |  | ISSUED | 2015-05-11
EW20150527101 | 2015-05-27 | 200 AMP OVERHEAD SERVICE UPGRADE | KEVIN DORGAL ELECTRICAL | R | 7054 | 72 | 709 | LAKEVIEW AV |  | 1 | COMPLETE | 2015-06-03
E201505288909 | 2015-05-28 | GARAGE: REMOVEAL OF ALL CODE VIOLATIONS. | M V ELECTRIC | R | 1898 | 15 | 1671 | 45TH AV |  |  | ISSUED | 2015-05-28
E201505188682 | 2015-05-18 | REWIRE BATH DINING ROOM AND LIVING ROOM ADD RECESSED CEILING LIGHTS IN DINING ROOM AND SHOWER. 8 LIGHTS 3 SWITCHES 6 RECEPTACLES. | JERRY ZBRZEZNY | R | 2431 | 1 | 2501 | 30TH AV |  |  | ISSUED | 2015-05-18
E201505058342 | 2015-05-05 | UNIT 401 - INSTALL BATHROOM FAN SUBPANEL RELOCATION NEW LIGHT FIXTURES AND CANNED LIGHTING. REMODEL KITCHEN AND BATHAREA ADD WASHER AND DRYER - LIGHTS 5 SWITCHES L 16 RECEPTACLES FAN DISHWASHER | CAL INC. | R | 523 | 014A | 2600 | VAN NESS AV |  |  | ISSUED | 2015-05-05
E201505088442 | 2015-05-08 | INSTALLATION OF TEMP POWER FOR TRADE SHOW: OSISOFT: APRIL 26-MAY 1 2015; SHOW JOB #24695090 | GES/TSE ELECTRICAL SVRC | C | 325 | 31 | 333 | OFARRELL ST |  |  | ISSUED | 2015-05-08
EW20150514562 | 2015-05-14 | 1. REMOVE ALL OLD WIRING AND INSTALL A NEW 12 AWG WIRING IN THE UNIT. 2. UPGRADE THE SERVICE PANEL TO 125/150 AMPS. | JOAM CONSTRUCTION | R | 3640 | 6 | 2744 | HARRISON ST |  | 2744 | ISSUED | 2015-05-14
EW20150514541 | 2015-05-14 | 1. REMOVE ALL OLD WIRING AND INSTALL A NEW 12 AWG WIRING IN THE UNIT. 2. UPGRADE THE SERVICE PANEL TO 125/150 AMPS. | JOAM CONSTRUCTION | R | 3640 | 6 | 2740 | HARRISON ST |  | 2740 | ISSUED | 2015-05-14
EW20150516921 | 2015-05-16 | ROOF TOP INSPECTION FOR PROPOSED INSTALLATION PER CODE. | ASF ELECTRIC INC | R | 316 | 18 | 459 | GEARY ST |  | 7 | COMPLETE | 2015-05-22
EW20150527041 | 2015-05-27 | DISCONNECTION OF WIRING TO (1) FULL HEIGHT PARTITION THAT IS TO BE REMOVED ASF PROJECT # 10370 | ASF ELECTRIC INC | C | 3716 | 21 | 121 | SPEAR ST |  | 405 | ISSUED | 2015-05-27
EW20150527121 | 2015-05-27 | REMODEL EXISTING BATH SOUTH SIDE 2ND FLOOR. ADD ELECTRIC FLOOR HEAT MAT EXHAUST FAN LIGHTING OUTLETS GFCI OUTLETS. | KEEN ELECTRIC | R | 973 | 10 | 3222 | JACKSON ST |  | 2 | ISSUED | 2015-05-27
EW20150511261 | 2015-05-11 | ELECTRICAL POWER LINE CIRCUITS FOR REMODELING KITCHEN | J.D. YOUNG ELECTRICAL CO. | R | 116 | 45 | 531 | UNION ST |  | 1 | COMPLETE | 2015-05-19
E201505158632 | 2015-05-15 | UNIT 2 - PARTIAL BATHROOM REMODEL - REPLACE EXTRACTOR FAN | R M CONSTRUCTION | R | 1154 | 3 | 1045 | SCOTT ST |  |  | ISSUED | 2015-05-15
E201505158633 | 2015-05-15 | UNIT 3 - 2ND FLOOR KITCHEN REPLACE DISHWASHER GARBAGE DISPOSAL | R M CONSTRUCTION | R | 1154 | 3 | 1045 | SCOTT ST |  |  | ISSUED | 2015-05-15
E201505118499 | 2015-05-11 | FIRE ALARM IMPROVEMENT 3RD FL TENANT SPACE RIGHT MANAGEMENT. ADD 2 SMOKE DETECTORS ADD 1 RELAY MODULE ADD 9 SPEAKERS ADD 14 STROBES. | JOHNSON CONTROLS INC. | C | 261 | 17 | 345 | CALIFORNIA ST |  | 3RD FL | COMPLETE | 2015-05-28
EW20150520421 | 2015-05-20 | MODULAR OFFICE FURNITURE AND INSTALLATION | ADVANCED INSTALLATION SERVICES INC | C | 3707 | 51 | 685 | MARKET ST |  | 6 | COMPLETE | 2015-06-04
EW20150511881 | 2015-05-11 | MODULAR FURNITURE INSTALL | ADVANCED INSTALLATION SERVICES INC | C | 236 | 18 | 275 | SACRAMENTO ST |  | 3 | ISSUED | 2015-05-11
EW20150517961 | 2015-05-17 | INSTALL PLUG FOR SUMP PUMP | DOWLING ELECTRIC | R | 60 | 009D | 163 | CHESTNUT ST | 0 | 0 | COMPLETE | 2015-05-28
E201505128517 | 2015-05-12 | REINSTALL ELECTRICAL FIXTURES - 4 LIGHTS 4 SWITCHES 4 RECEPTACLES 2 FANS | AMERICAN TECHNOLOGIES INC | R | 3706 | 68 | 756 | MISSION ST |  |  | ISSUED | 2015-05-12
EW20150503141 | 2015-05-03 | INSTALL 1- 100 AMPS SUB PANEL 2- 50 AMPS 240 VOLTS OUT LETS ( FOR ELECTRIC CAR CHARGER ) 1- 30 AMPS 240 VOLTS FOR FUTURE ELECTRIC DRYER MACHINE | TORRES ELECTRIC | R | 6663 | 4 | 138 | CHENERY ST |  | 1 | COMPLETE | 2015-05-15
EW20150504381 | 2015-05-04 | KITCHEN REMODEL. NEW GFCI IN BATHROOM. | CHASOV ELECTRICAL VOICE & DATA | R | 0275A | 29 | 1001 | PINE ST | 401 | 4 | ISSUED | 2015-05-04
EW20150518341 | 2015-05-18 | BATHROOM ADDITION ON GROUND FLOOR LAUNDRY FAMILY ROOM LAUNDRY DECK. | CHASOV ELECTRICAL VOICE & DATA | R | 2409 | 8 | 2443 | 16TH AV |  | 1 | ISSUED | 2015-05-18
EW20150521921 | 2015-05-21 | REWIRE 80% OF BUILDING ELECTRICAL. | CHASOV ELECTRICAL VOICE & DATA | R | 1442 | 026A | 384 | 11TH AV |  | 1 | ISSUED | 2015-05-21
EW20150518021 | 2015-05-18 | KITCHEN REMODEL. NEW WIRING FOR KITCHEN | A L V CONSTRUCTION INC | R | 2802 | 35 | 877 | ALVARADO ST |  | 2 | ISSUED | 2015-05-18
E201505188679 | 2015-05-18 | 513A VALLEJO ST: GENERAL REWIRING SUBPANEL AND AN INSTALATION OF 17 LED LIGHTS 50AMP FEEDER #6 9 CKTS 17 LIGHTS 7 SWITCHES 14 RECEPTACLES 1 DISHWASHER 1 DISPOSAL 1 MICROWAVE 2 SMOKE DETECTORS. | MONTANO ELECTRIC ** SEE NOTES** | R | 145 | 43 | 513 | VALLEJO ST |  | 513A VALLEJO ST | ISSUED | 2015-05-18
E201505158638 | 2015-05-15 | BATHROOM REMODEL: PROVIDE A 20A GFCI OUTLETS TO BATHROOM. | FEDERICO CUSIGCH | R | 5664 | 2 | 304 | MOULTRIE ST |  |  | ISSUED | 2015-05-15
E201505118482 | 2015-05-11 | UPGRADE 200 AMP SERVICE UNIT REMODEL 30 LIGHTS 30 SWITCHES 100 RECEPTACLES GARBAGE DISPOSAL | Y D CONSTRUCTION CO. INC. | R | 3502 | 34 | 45 | GUERRERO ST |  |  | ISSUED | 2015-05-11
EW20150527961 | 2015-05-27 | INSTALL RECESSED LIGHTING IN LIVING ROOM | SAVINOV ELECTRICAL VOICE & DATA | R | 1041 | 31 | 65 | HEATHER AV | 0 | 1 | ISSUED | 2015-05-27
E201505018265 | 2015-05-01 | REF E201503066857: 530+540 WASHINGTON ST: PROVIDE APPROVED TITLE 24 LIGHTING PLAN FOR OFFICE T.I. ORIGINAL PERMITS DO NOT HAVE APPROVED TITLE 24 LIGHTING: 16 LIGHTS 2 SWITCHES. | HALEY ELECTRIC | C | 196 | 24 | 530 | WASHINGTON ST |  |  | COMPLETE | 2015-05-22
EW20150504521 | 2015-05-04 | NEW BREWERY AND TASTING ROOM | CORISH ELECTRIC CORPORATION | C | 4293 | 14 | 1050 | 26TH ST |  | 1 | ISSUED | 2015-05-04
EW20150507042 | 2015-05-07 | PER ELECTRICAL INSPECTION REPORT. | N R G ELECTRIC CO | R | 775 | 004A | 1308 | MCALLISTER ST |  | 2 | COMPLETE | 2015-05-27
EW20150507221 | 2015-05-07 | ELECTRICAL WORK FOR ADDITIONAL ROOMS. | N R G ELECTRIC CO | R | 2475 | 45 | 2626 | 22ND AV |  | 1 | ISSUED | 2015-05-07
E201505218785 | 2015-05-21 | REMODEL KITCHEN &2 BATHROOMS: 10 LIGHTS 10 SWITCHES 10 RECEPTACLES 2 FANS 1 DISHWASHER 1 DISPOSAL 1 RANGE 1 SUBPANEL. | HUBERT PENNY | R | 587 | 17 | 2497 | PACIFIC AV |  |  | ISSUED | 2015-05-21
E201505048283 | 2015-05-04 | PREACTION CONTROL PANEL FOR 2&3/F SITE CORE OF UPS ROOM CONNECT SMOKE DETECTORS ALARM BELL & RELAY AND MONITOR MODULES. | INTREPID ELECTRONIC SYSTEMS INC | C | 3715 | 13 | 188 | THE EMBARCADERO * |  |  | COMPLETE | 2015-06-01
EW20150529904 | 2015-05-29 | NEW LIGHTING AND SOME POWER ON 1ST FLOOR | ELSON ELECTRIC INC | C | 3703 | 78 | 1007 | MARKET ST |  | 1 | ISSUED | 2015-05-29
E201505078393 | 2015-05-07 | TO OBTAIN A FINAL INSPECTION FOR WORK APPROVED UNDER EXPIRED PERMIT E201312025510 | TRANSBAY BUILDERS INC. | R | 2089 | 24 | 1958 | 46TH AV |  |  | ISSUED | 2015-05-07
E201505188676 | 2015-05-18 | GROUND FLOOR AND MAIN LEVEL : 26 LIGHTS 10 SWITCHES 26 RECEPTACLES 2 FANS 1 DISHWASHER 1 GARBAGE DISPOSAL 1 MICROWAVE 1 RANGE 5 SMOKE DETECTORS 10 CIRCUITS; OTHER EQUIPMENT: RELOCATE WASHER AND DRYER; NEW WATER HEATER/FURNANCE NEW SUBPANEL TO ADD 10 MORE CIRCUITS NEW UFER GROUND; FULL REMODEL OF BASEMENT/BEDROOM/BATH ROOM/LIVING SPACE @ GROUND FLOOR. REMODELING OF KITCHEN @ UPPER FLOOR. | HANDY CONSTRUCTION TEAM INC | R | 5539 | 21 | 223 | MONTCALM ST |  | GROUND FLOOR/ MAIN FLOOR | ISSUED | 2015-05-18
E201505058333 | 2015-05-05 | 2ND FLOOR: 3 LIGHTS 20 RECEPTACLES 1 FAN 1 DISHWASHER 3 SMOKE DETECTORS 7 (NEW) CIRCUITS; SERVICES NO. & SIZES: 3 - #0 WIRE FROM WETHERHEAD TO PANEL | GREAT WALL | R | 5966 | 21 | 1724 | BURROWS ST |  | 2ND FLR | ISSUED | 2015-05-05
E201505088466 | 2015-05-08 | ELECTRICVAL UPGRADE ENTIRE BUILDING. UPGRADE 100 PANEL ADD SUBPANEL 20 LIGHTS 20 SWITCHES 20 RECEPTACLES 5 FANS 1 DISHWASHER 1 DISPOSAL 1 MICROWAVE 1 RANGE 6 SMOKE DETECTORS. | R & D CONSTRUCTION CO INC | R | 7532 | 19 | 179 | TOPAZ WY |  |  | ISSUED | 2015-05-08
E201505068353 | 2015-05-06 | NEW 200AMP OVERHEAD SERVICE WITH 150A SUBPANEL NEW ELECTRICAL WORK THROUGHOUT INCLUDING LIGHTIN & RECEPTACLES - 45 LIGHTS 50 SWITCHES 50 RECEPTACLES 4 FANS DISHWASHER GARBAGE DISPOSAL MICROWAVE RANGE 6 SMOKE DETECTORS | ERIC WONG | R | 5295 | 31 | 1562 | MCKINNON AV |  |  | ISSUED | 2015-05-06
EW20150519142 | 2015-05-19 | RELOCATE EXISTING SUB-PANEL (100 AMPS) WIRE EIGHT RECESSED LIGHT IN LIVING ROOM SIX RECESSED LIGHTS IN FAMILY ROOM FOUR RECESSED AND CHANDELIER IN DINING ROOM SIX RECESSED LIGHT IN MASTER BDR TWO CENTRAL LIGHTS IN TWO BEDROOMS. | ELECTRO INTEGRITY | R | 7531 | 65 | 32 | TOPAZ WY |  | 1 | ISSUED | 2015-05-19
EW20150506621 | 2015-05-06 | INSTALL (12) ROOF MOUNTED PV MODULES 327 W. PER MODULE (1) INTERACTIVE INVERTER WITH TOTAL RATING 3.9 KW. - 12 ROOF-MOUNTED SOLAR PV MODULES 327 WATTS PER MODULE 1 INTERACTIVE INVERTER TOTAL NO. OF RATING 3.9 KW. | LUMINALT ENERGY CORPORATION | R | 6583 | 13 | 766 | 27TH ST |  | 1 | COMPLETE | 2015-06-02
E201505088458 | 2015-05-08 | REF: C/N E201504037527 FOR ADDITIONAL WORK SCOPE: ADDING THREE ADDITIONAL PANELS 0.98KW ADDITIONAL. INCLUDING FEE FOR OVER 10KW PER R.E. | LUMINALT ENERGY CORPORATION | R | 976 | 24 | 2951 | PACIFIC AV |  |  | FILED | 2015-05-08
EW20150527383 | 2015-05-27 | CONCRETE ENCASED ELECTRODE FOR 1200 AMP 4-WIRE ELECTRICAL SERVICE | AMPLEX ELECTRICAL INC | R | 512 | 25 | 2353 | LOMBARD ST |  | 1 | ISSUED | 2015-05-27
EW20150508641 | 2015-05-08 | UEFA GROUND MOVE SOME ELECTRICAL IN GARAGE | GPM ELECTRIC | R | 1385 | 016A | 6310 | CALIFORNIA ST | 0 | 1 | ISSUED | 2015-05-08
EW20150528863 | 2015-05-28 | KITCHEN 3 BATH ROOMS BEDROOM OUTLETS DINNING ROOM LIVING ROOM SMOKE DETECTORS NEW SUB PANEL | BRESLIN ELECTRIC | R | 3621 | 70 | 807 | NOE ST |  | 1 | ISSUED | 2015-05-28
E201505208751 | 2015-05-20 | INSTALL 100AMP TEMP POWER POLE. | UNITED SITE SERVICES OF CALIFORNIA INC. | C | 3175 | 11 | 531 | MIRAMAR AV |  |  | ISSUED | 2015-05-20
EW20150527061 | 2015-05-27 | INSTALL NEW LIGHTS IN GARAGE. INSTALL NEW ELECTRICAL SERVICE | KEVIN REILLY ELECTRIC | R | 6694 | 16 | 388 | ARLINGTON ST |  | 1 | ISSUED | 2015-05-27
E201505068377 | 2015-05-06 | LIFE SAFETY WITNESS TEST | BAY ALARM COMPANY | R | 317 | 12 | 540 | JONES ST | 0 | 1-7 FLR | ISSUED | 2015-05-06
EW20150527282 | 2015-05-27 | ROOF-MOUNTED SOLAR (PV) SYSTEM CONSISTING OF 16 SINGAPORE-MEMC 250 WATT PANELS AND 16 ENPHASE M215 MICRO-INVERTERS. - 16 ROOF-MOUNTED SOLAR PV MODULES 250 WATTS PER MODULE 16 INTERACTIVE INVERTER TOTAL NO. OF RATING 3.44 KW. | GRID ALTERNATIVES | R | 7107 | 56 | 325 | PLYMOUTH AV |  | 2 | ISSUED | 2015-05-27
E201505078399 | 2015-05-07 | SOLAR PERMIT: 16 ROOF-MOUNTED SOLAR PV MODULES 305 WATTS PER MODULE 1 INTERACTIVE INVERTER 6000W POWER RATINGS (EACH) TOTAL NO. OF RATING: 4.88 KW | ALBION POWER COMPANY INC | R | 2113 | 11 | 1939 | 21ST AV |  | ROOF | COMPLETE | 2015-05-20
E201505188694 | 2015-05-18 | UNIT A: KITCHEN REMODELING: CHANGE LIGHTS THREE OUTLETS; TOILET ROOM REMODELING: CHANGE A SWITCHES LIGHTS; 3 SHOWER ROOM REMODELING CHANGE A SWITCH LIGHTS. | SUN WU LIU DBA GOLDEN WU CONSTRUCTION IN | R | 499 | 001B | 2747 | POLK ST |  | UNIT A | ISSUED | 2015-05-18
E201505128528 | 2015-05-12 | REMODEL KITCHEN & BATHROOMS - 10 LIGHTS 5 SWITCHES 8 RECEPTACLES 2 FANS DISHWASHER RANGE | HE & KUANG INC | R | 1621 | 15 | 687 | 23RD AV |  |  | ISSUED | 2015-05-12
EW20150523421 | 2015-05-23 | SOLAR INSTALLATION - 13 ROOF-MOUNTED SOLAR PV MODULES 315 WATTS PER MODULE 13 INTERACTIVE INVERTER AT 215 TOTAL NO. OF RATING 4.0 KW - - 134 ROOF-MOUNTED SOLAR PV MODULES 315 WATTS PER MODULE 13 INTERACTIVE INVERTER TOTAL NO. OF RATING 4 KW. | GOLDEN GATE ELECTRIC | R | 6970 | 024C | 725 | GENEVA AV |  | 725 | COMPLETE | 2015-05-29
EW20150523424 | 2015-05-23 | SOLAR INSTALLATION - 13 ROOF-MOUNTED SOLAR PV MODULES 315 WATTS PER MODULE 13 INTERACTIVE INVERTER AT 215 TOTAL NO. OF RATING 4.0 KW - 13 ROOF-MOUNTED SOLAR PV MODULES 315 WATTS PER MODULE 13 INTERACTIVE INVERTER TOTAL NO. OF RATING 4 KW. | GOLDEN GATE ELECTRIC | R | 6077 | 021A | 615 | PERSIA AV |  | 615 | COMPLETE | 2015-05-29
EW20150518261 | 2015-05-18 | BASEMENT CONVERSATION TO STORAGE ROOMS AND BATHROOM. INSTALLATION OF OUTLETS AND SWITCHES AS NEEDED INSTALLATION OF UFFER GROUND AND 100 AMP PANEL INSTALLATION OF FOR INCH LED LIGHTING REROUTE EXISTING CIRCUITRY THIS PERMIT IS A CONTINUATION OF EXPIRED PERMIT EW20130815941 | ARTHUR MCCAUGHEY ELECTRIC | R | 2916 | 5 | 141 | IDORA AV |  | 1 | ISSUED | 2015-05-18
E201505268827 | 2015-05-26 | UNIT #1: BATHROOM & KITCHEN REMODEL UPGRADE SUBPANEL. | INNOVATIVE CONSTRUCTION & DESIGN CO. | R | 226 | 23 | 761 | COMMERCIAL ST |  |  | ISSUED | 2015-05-26
EW20150505022 | 2015-05-05 | INSTALLATION OF 9 WORKSTATIONS | ALLMODULAR SYSTEMS INC. | C | 3940 | 4 | 499 | ILLINOIS ST |  | 2 | ISSUED | 2015-05-05
EW20150520623 | 2015-05-20 | REMODEL 2ND FLOOR 3 BEDROOM TWO BATHROOM ONE KITCHEN ONE LIVING-ROOM ONE DINNING-ROOM.ALL NEW WIRES OUTLETS SWITCHES AND LIGHT FIXTURES. | JAMES' ELECTRIC COMPANY | R | 4214 | 18 | 1229 | SAN BRUNO AV |  | 2 | ISSUED | 2015-05-20
E201505138578 | 2015-05-13 | KITCHEN AND 2 BATHROOMS REMODELING. ADDITOINAL LIGHTS IN LIVING ROOM HALLWYA 6 LIGHTS 7 SWITCHES 12 RECEPTACLES 2 FANS 1 DISHWASHER 1 DISPOSAL 1 MICROWAVE 1 RANGE. | BALLA CONSTRUCTION AND DESIGN | R | 6763 | 43 | 566 | CONGO ST |  |  | ISSUED | 2015-05-13
E201505278890 | 2015-05-27 | 2ND FLR: MAIN BATHROOM UPGRADE ELECTRICAL; FAN LIGHT FIXTURE RECEPTACLE & SWITCH AT BATHROOM. | LEMUS CONSTRCTION | R | 6278 | 31 | 657 | NAPLES ST |  | 2 | ISSUED | 2015-05-27
E201505198719 | 2015-05-19 | 5TH FLOOR: 42 CATEGORY 6 DATA CABLES 1 25-PAIR VOICE CABLE. | PUBLIC INTEREST TELECOM OF CALIFORNIA | C | 351 | 51 | 1170 | MARKET ST |  |  | ISSUED | 2015-05-19
EW20150529181 | 2015-05-29 | ROOF MOUNT SOLAR PANELS - 6 ROOF-MOUNTED SOLAR PV MODULES 335 WATTS PER MODULE 6 INTERACTIVE INVERTER TOTAL NO. OF RATING 2.01 KW. | CLEAN SOLAR INC | R | 921 | 16 | 2146 | BAY ST |  | 4 | ISSUED | 2015-05-29
E201505118508 | 2015-05-11 | BATHROOM REMODEL - REPLACE BATHROOM FAN SWITCH | PACIFIC GREEN CONSTRUCTION | R | 1069 | 33 | 106 | COLLINS ST |  |  | ISSUED | 2015-05-11
E201505228802 | 2015-05-22 | 1ST FLR: INSTALL TWO NEW SURFACE MOUNT LIGHT FIXTURES. FIXTURES TO BE CONNECTED TO EXISTING LIGHT FIXTURES. | 3 D DESIGN & CONSTRUCTION INC | C | 112 | 1 | 151 | UNION ST |  | 1 | ISSUED | 2015-05-22
EW20150527442 | 2015-05-27 | COMPLETE REWIRE OF HOME | PAURIC ELECTRIC | R | 7534 | 9 | 43 | TOPAZ WY |  | 1 | ISSUED | 2015-05-27
E201505268836 | 2015-05-26 | ELECTRICAL WORK FOR "VACANT" BULDING - INSTALLING NEW WIRE THROUGHOUT THE HOUSE INCLUDING 100 NEW LIGHTS 60 SWITCHES 100 RECEPTACLES 5 FANS 3 DISHWASHERS 3 GARBAGE DISPOSALS 3 MICROWAVES 3 RANGES 12 SMOKE NEW DETECTORS SERVICE | HILLSIDE CONSTRUCTION | R | 4003 | 6 | 238 | MISSOURI ST |  |  | ISSUED | 2015-05-26
E201505198718 | 2015-05-19 | RELOCATE ONE ELECTRICLA PANEL RE-WIRE FOR BEDROOM LIVING ROOM KITCHEN & BATHROOM. - 15 LIGHTS 8 SWITCHES 30 RECEPTACLES 1 FAN 1 DISHWASHER 1 GARBAGE DISPOSAL 1 RANGE 2 SMOKE DETECTORS. | T T GENERAL CONSTRUCTION | R | 7531 | 72 | 45 | ORA WY | 101 | 1 | ISSUED | 2015-05-19
EW20150508681 | 2015-05-08 | TO COMPLY WITH PHYSICAL REPORT ON KITCHEN AND BATHROOM ON UNIT 1316 ACCORDING TO THE ELECTRICAL INSPECTOR REQUIRED | S W E ASSOCIATES INC | R | 190 | 12 | 1316 | TAYLOR ST |  | 2 | COMPLETE | 2015-05-13
E201505288913 | 2015-05-28 | BATHROOM - LIGHT SWITCH 2 RECEPTACLES | NEILL & LEE GENERAL CONSTRACTORS INC | R | 1610 | 017A | 3326 | CABRILLO ST |  |  | ISSUED | 2015-05-28
E201505268859 | 2015-05-26 | UNIT #707 - KITCHEN BATHROOM AND BEDROOMS REMODEL. | V P ELECTRIC CO | R | 322 | 12 | 641 | OFARRELL ST |  |  | ISSUED | 2015-05-26
E201505058310 | 2015-05-05 | UNIT 307: REMODEL KITCHEN & BATHROOM: 10 LIGHTS 10 SWITCHES 15 RECEPTACLES 1 FAN 1 DISHWASHER 1 RANGE 2 SMOKE DETECTORS. | C&M DEVELOPMENT & CONSTRUCTION INC | R | 851 | 13 | 300 | BUCHANAN ST |  |  | ISSUED | 2015-05-06
E201505058320 | 2015-05-05 | ROOM 385: TENANT IMRPOVEMENT: INSTALL NEW LIGHTSIN. RELOCATE SINK. INSTALL CEILING FRAMING: 30 LIGHTS 4 SWITCHES 2 RECEPTACLES. | C&M DEVELOPMENT & CONSTRUCTION INC | C | 700 | 9 | 1737 | POST ST |  |  | ISSUED | 2015-05-06
E201505228800 | 2015-05-22 | SURVEY | D B S ELECTRIC | R | 506 | 38 | 3124 | LAGUNA ST |  |  | COMPLETE | 2015-05-27
E201505228792 | 2015-05-22 | TO COMPLY WITH PHYSICAL INSPECTION REPORT CC-7887. | D B S ELECTRIC | R | 506 | 38 | 3124A | LAGUNA ST |  |  | ISSUED | 2015-05-22
E201505118491 | 2015-05-11 | KITCHEN ELECTRICAL NEW ELECTRICAL SUPBPANEL 60AMP (100A RATED) 4 CKTS 4 FEEDERS & 3-12 & 1-14: 1 LIGHT 1 SWITCHES 9 RECEPTACLES 1 FAN 1 D/W (FUTURE) 1 RANGE. | MATT WALDRON ELECTRIC | R | 1235 | 15 | 1190 | HAIGHT ST |  |  | ISSUED | 2015-05-11
E201505298955 | 2015-05-29 | UFER FIR ADDITION | E M ELECTRIC CO. | R | 7048 | 31 | 65 | MAJESTIC AV |  |  | COMPLETE | 2015-06-05
E201505198711 | 2015-05-19 | UNIT 603 - COMPLETE REWIRE IN KITCHEN BATHROOM BEDROOM AND LIVING ROOM - 10M LIGHTS 8 SWITCHES 12 RECEPTACLES FAN DISHWASHER GARBAGE DISPOSAL MICROWAVE 2 SMOKE DETECTORS | E M ELECTRIC CO. | R | 604 | 20 | 2300 | WEBSTER ST |  |  | ISSUED | 2015-05-19
EW20150517941 | 2015-05-17 | 400 AMP SINGLE PHASE MAIN ELECTRICAL SERVICE UPGRADE | MC KEE ELECTRIC | R | 4645 | 18 | 880 | INNES AV |  | 1 | COMPLETE | 2015-05-28
E201505048303 | 2015-05-06 | ADDRESS CORRECTION FOR E201505048282. 600 CLARENDON AV TO "640 CLARENDON AV" | AUTOMATED AC ELECTRIC | R | 2735 | 8 | 640 | CLARENDON AV |  |  | COMPLETE | 2015-05-13
EW20150507361 | 2015-05-07 | CORRECTIONS FOR CONDO CONVERSION REPORT 7786 | URBAN ENERGY | R | 829 | 20 | 679 | FELL ST |  | 2 | ISSUED | 2015-05-07
E201505278887 | 2015-05-27 | RE-INSTALL AND RELOCATE THE EXISTING COUNTER AREA ADD TOTAL OF 25 LED RECESSED LIGHTING (6-20 OUTLETS) | A PLUS BUILDER | C | 1244 | 1 | 1419 | HAIGHT ST |  |  | ISSUED | 2015-05-27
E201505288897 | 2015-05-28 | LIVING ROOM/LIBRARY 32D - RELOCATE EXISTING OUTLET | VISTA CONSTRUCTION CO INC | R | 3719 | 251 | 301 | MISSION ST | 32 |  | ISSUED | 2015-05-28
E201505138581 | 2015-05-13 | GROUND LEVEL: ADD ONE GAME ROOM AND ONE FULL BATHROOM: 12 LIGHTS 20 SWITCHES 1 FAN 2 SMOKE DETECTORS | H D CONSTRUCTION | R | 5387 | 19 | 1515 | VAN DYKE AV |  |  | ISSUED | 2015-05-13
E201505278868 | 2015-05-27 | KITCHEN AND BATHROOM AREA: 18 LIGHTS 5 SWITCHES 20 RECEPTACLES 1 FAN 1 D/W 1 DISPSOAL 1 MICROWAVE 1 RANGE 5 SMOKE DETECTORS. | A K HOME IMPROVEMENT | R | 1721 | 31 | 1240 | 30TH AV |  |  | ISSUED | 2015-05-27
E201505208760 | 2015-05-20 | INSTALL NEW RECESSED LIGHTING IN MEDIA ROOM 4 RECESSED LIGHTS IN MASTER BATHROOM AND POWDER BATH. NEW OUTLETS FOR MEDIA CAB: 10 LIGHTS 4 SWITCHES 12 RECEPTACLES. | LEGACY ELECTRIC | R | 6551 | 36 | 41 | CLIPPER ST |  |  | ISSUED | 2015-05-20
E201505208761 | 2015-05-20 | NEW ELECTRICAL TO REMODLED BATHROOM ROUGH-IN FOR 2 CLOSET LIGHTS ADD 4 BEDROOM PLUGS 8 LIGHTS 10 SWITCHES 4 RECEPTACLES 1 FAN 1 CKT. | LEGACY ELECTRIC | R | 659 | 36 | 2240 | BUSH ST |  |  | ISSUED | 2015-05-20
EW20150506342 | 2015-05-06 | COMPLETE ELECTRICAL INSTALLATION INCLUDING RECEPTACLES LIGHTING APPLIANCES SMOKE DETECTORS MAIN SERVICE PANEL SUB-PANEL LOW-VOLTAGE. | MID-PENINSULA ELECTRIC & SERVICE INC | R | 2984 | 6 | 690 | ULLOA ST |  | 1 2 3 | ISSUED | 2015-05-06
E201505128536 | 2015-05-12 | DEMO & SAFEOFF RECEPTACLE FIXTURES & HEAT PUMPS. | SILVER STAR ELECTRIC | C | 196 | 16 | 499 | JACKSON ST |  |  | COMPLETE | 2015-05-13
E201505068369 | 2015-05-06 | T.I. ADDING 10 RECEPTACLES 1 LIGHT 2 SWITCHES EXIT SIGNS. | HOMERUN ELECTRIC | C | 7126A | 12 | 3911 | ALEMANY BL | 0 |  | ISSUED | 2015-05-06
E201505208764 | 2015-05-20 | UNIT 110: INSTALL CKTS FROM NEW SUBPANEL TO NEW KITCHEN & BATHROOM REMODEL: 3 LIGHTS 4 SWITCHES 10 RECEPTACLES 1 DISHWASHER 2 SMOKE DETECTORS 1 DISPOSAL. | NOMELLINI CONSTRUCTION | R | 323 | 23 | 545 | OFARRELL ST |  |  | ISSUED | 2015-05-20
E201505078410 | 2015-05-07 | UNIT 6 - OPEN WALL AND CEILING INSTALL BATHROOM FOR CLOSE WALL AND CEILING OPENING | ALL CONSTRUCTION SERVICES | R | 1212 | 7 | 299 | COLE ST |  |  | ISSUED | 2015-05-07
E201505138586 | 2015-05-13 | TO OBTAIN A FINAL INSPECTION FOR WORK APPROVED UNDER PREVIOUS PERMIT E201409253087. TO ALSO INCLUDING REWIRE ALL SWITCHES 4 FANS & NEW KITCHEN. | DE STAR CONSTRUCTION | R | 1612 | 007C | 763 | 32ND AV |  |  | ISSUED | 2015-05-13
E201505148587 | 2015-05-14 | UNIT S2-422:REPLACE 4 LIGHTS 8 SWITCHES 20 RECEPTACLES 1 D/W 1 G/D 1 M/W 1 RANGE. | PS2 INC | R | 731 | 1 | 1550 | EDDY ST |  |  | ISSUED | 2015-05-14
E201505198723 | 2015-05-19 | SURVEY INSPECTION. | ELITE ELECTRIC | R | 950 | 37 | 2711 | UNION ST |  |  | ISSUED | 2015-05-19
EW20150526501 | 2015-05-26 | ROOF MOUNT PV 10 PANELS 1 INVERTER 3.45 KW - 10 ROOF-MOUNTED SOLAR PV MODULES 345 WATTS PER MODULE 1 INTERACTIVE INVERTER TOTAL NO. OF RATING 3.45 KW. | ELITE ELECTRIC | R | 2752 | 8 | 720 | CASTRO ST |  | 0 | ISSUED | 2015-05-26
E201505128524 | 2015-05-12 | REWIRE KITCHEN AREA - 6 LIGHTS 4 SWITCHES 8 RECEPTACLES DISHWASHER GARBAGE DISPOSAL RANGE | MIRAMONTES ELECTRIC | R | 2826 | 29 | 42 | PORTOLA DR |  |  | ISSUED | 2015-05-12
EW20150521661 | 2015-05-21 | REPLACE SUB PANEL IN GARAGE FOR CREATING SPACE TESLA HIGH POWER WALL CHARGER SETTINGS 240VOLT-64AMP CHARGE | NIJSSEN ELECTRIC | R | 1618 | 003D | 749 | 26TH AV |  | 1 | ISSUED | 2015-05-21
E201505058328 | 2015-05-05 | ADD 1 BBU CABINET. | PROGRESS WIRELESS | C | 490 | 9 | 3234 | PIERCE ST |  |  | ISSUED | 2015-05-05
E201505298946 | 2015-05-29 | UNIT #1708: 17 NETWORK CABLES AND 5 PHONE CABLES
BUSINESS INFORMATION
BAY AREA COMP | C | 285 | 6 | 450 | SUTTER ST |  |  | ISSUED | 2015-05-29
E201505268842 | 2015-05-26 | UNIT # 601: MOVE ELECTRICAL FROM ONE WALL TO ANOTHER; 5 SWITCHES 4 RECEPTACLES | DESROSIERS RENOVATIONS | R | 3774 | 181 | 301 | BRYANT ST | 601 | 6TH FLOOR/UNIT 601 | ISSUED | 2015-05-26
E201505288911 | 2015-05-28 | ELECTRIC METER 3 SERVICE PANEL 28 LIGHTS 8 SWITCHES 25 RECEPTACLES HEATER WATER HEATER. | LEADER CONSTRUCTION INC | R | 1567 | 35 | 3315 | ANZA ST |  |  | ISSUED | 2015-05-28
E201505058325 | 2015-05-05 | 8TH FLOOR 9TH AND 10TH FLOOR ACCESS CONTROL/SECURITY | BOYETT CONSTRUCTION INC | R | 3736 | 183 | 505 | HOWARD ST |  |  | ISSUED | 2015-05-05
E201505158642 | 2015-05-15 | ON UPPER UNIT LEVEL: KITCHEN & BATHROOM REMODELING. | RENOVATION REALTY NORTHERN CALIFORNIA | R | 7154 | 45 | 250 | DE LONG ST |  |  | ISSUED | 2015-05-15
E201505118470 | 2015-05-11 | PER INSURANCE ADJUSTER NEED INSPECTION AS TO ALL ITEMS TO BE ADDRESSED TO BRING BUILDING UP TO CURRENT CODES. |  | R | 2028 | 020C | 1734 | 22ND AV |  |  | ISSUED | 2015-05-11
EW20150518521 | 2015-05-18 | 200 LIGHTS; 20 SWITCHES; 75 RECEPTACLES; 100-150 CIRCUITS; 3 PANELS/SWITCHBOARDS; 100A FEEDERS; UPS; 100 FIRE ALARM DEVICES; TEMP POWER; CEI JOB #14-4-14020-00 LG SALES FORCE TI BUILD OUT | CUPERTINO ELECTRIC INC. | C | 3710 | 17 | 350 | MISSION ST |  | 29 | ISSUED | 2015-05-18
EW20150518381 | 2015-05-18 | 200 LIGHTS; 20 SWITCHES; 75 RECEPTACLES; 100-150 CIRCUITS; 3 PANELS/SWITCHBOARDS; 100A FEEDERS; UPS; 100 FIRE ALARM DEVICES; TEMP POWER; CEI JOB #14-4-14020-00 LG SALES FORCE TI BUILD OUT | CUPERTINO ELECTRIC INC. | C | 3710 | 17 | 350 | MISSION ST |  | 30 | ISSUED | 2015-05-18
EW20150504641 | 2015-05-04 | 2902 CABLES; CEI LV JOB #12-4-10980-00 DC 340 FREMONT | CUPERTINO ELECTRIC INC. | R | 3748 | 6 | 340 | FREMONT ST |  | 0 | ISSUED | 2015-05-04
EW20150506381 | 2015-05-06 | 9 LIGHTS; 8 SWITCHES; 20 RECEPTACLES;17 CIRCUITS; 1 PANELS/SWITCHBOARDS; 1 FEEDERS 8 FIRE ALARM DEVICES- PM-JUSTIN VAN GORDEN 45 LANSING TEMP LEASING OFFICE CEI JOB #12-4-019214-01 | CUPERTINO ELECTRIC INC. | R | 3749 | 59 | 45 | LANSING ST |  | 1 | ISSUED | 2015-05-06
EW20150521761 | 2015-05-21 | LEVEL 3 (I.E. 12 232 SQ FT) "TENNANT IMPROVEMENT" CHANGES AND/OR ADDITIONS TO THE ELECTRICAL DISTRIBUTION EQUIPMENT BRANCH CIRCUIT WIRING DEVICES LIGHTING FIXTURES BUILDING FIRE ALARM SYSTEM AND MECHANCIAL/PLUMBING EQUIPMENT. LOW-VOLTAGE TELE/DATA AND SECURITY SYSTEM(S) CABLING SCOPE OF WORK TO BE PERFORMED BY OTHER C-10 ELECTRICAL SUBCONTRACTOR UNDER SEPERATE SFDBI ELECTRICAL PERMIT(S). | DECKER ELECTRIC CO INC | C | 3715 | 13 | 188 | THE EMBARCADERO * |  | 3 | ISSUED | 2015-05-21
EW20150526561 | 2015-05-26 | ADDED POWER TO ROOF. | DECKER ELECTRIC CO INC | C | 3735 | 17 | 50 | HAWTHORNE ST |  | 4 | COMPLETE | 2015-06-05
EW20150529241 | 2015-05-29 | DISCONNECT AND RECONNECT ELECTRICAL FEED TO DOMESTIC MAKEUP WATER PUMP SKID. | ACCO ENGINEERED SYSTEMS | C | 309 | 20 | 240 | STOCKTON ST |  | 0 | ISSUED | 2015-05-29
EW20150505121 | 2015-05-05 | KIRKLAND ELLIS - TI & LIFE SAFETY | MCMILLAN BROS ELECTRIC | C | 259 | 26 | 555 | CALIFORNIA ST | 0 | 28 | ISSUED | 2015-05-05
EW20150522161 | 2015-05-22 | LENDING TREE | MCMILLAN BROS ELECTRIC | C | 3708 | 28 | 71 | STEVENSON ST |  | 20 | ISSUED | 2015-05-22
EW20150507981 | 2015-05-07 | CHANGE BREAKERS IN UNIT 4A 2H AND 1N | SIERRA ELECTRIC CO | R | 697 | 37 | 1333 | GOUGH ST |  | 0 | ISSUED | 2015-05-07
EW20150520401 | 2015-05-20 | CHANGE BREAKER UNIT #11N | SIERRA ELECTRIC CO | R | 697 | 37 | 1333 | GOUGH ST |  | 11 | ISSUED | 2015-05-20
EW20150527405 | 2015-05-27 | RELOCATE EXISTING PANEL ADD (8) CIRCUIT BREAKER PANEL. EXTEND FEEDERS AND BRANCH WIRING. | BRAYER ELECTRIC COMPANY | C | 658 | 1 | 2390 | BUSH ST |  | 1 | ISSUED | 2015-05-27
EW20150504741 | 2015-05-04 | PROVIDING POWER LIGHTING AS WELL AS LOW VOLTAGE TO A NEW CONSTRUCTION BUILDING. | BRAYER ELECTRIC COMPANY | R | 4624 | 31 | 142 | WEST POINT RD |  | 1 | ISSUED | 2015-05-04
EW20150518101 | 2015-05-18 | INSTALL (5) RECEPTACLES @ CONTRACT OFFICE GROUP - 555 MISSION STREET 18TH FLOOR | PAGANINI ELECTRIC CORP(SEE SIGNATORIES) | C | 3721 | 120 | 555 | MISSION ST | 0 | 18 | COMPLETE | 2015-05-26
EW20150520601 | 2015-05-20 | TO OBTAIN ELECTRICAL INSPECTION FOR ELECTRICAL IN KITCHEN. FOR KITCHEN CABINETS REPLACEMENT. APARTMENT #1 | ASTORGA CONST COMPANY | R | 1380 | 37 | 1921 | LAKE ST | 0 | 1 | ISSUED | 2015-05-20
E201505118492 | 2015-05-11 | TO OBTAIN A FINAL INSPECTION FOR WORK APPROVED UNDER EXPIRED PERMIT E201403057845. | HAWK N LEE CO | R | 1846 | 33 | 1458 | 08TH AV |  |  | ISSUED | 2015-05-11
EW20150527161 | 2015-05-27 | RELOCATE EXISTING LIGHTS AND RELCOATE EXISTING TRANSFORMER - #27929 | C B F INC | C | 3705 | 42 | 865 | MARKET ST |  | 1 | ISSUED | 2015-05-27
EW20150519041 | 2015-05-19 | ELEC AND LIFE SAFETY T.I. - JOB 34229 | C B F INC | C | 3763 | 1 | 400 | 02ND ST |  | 450 | ISSUED | 2015-05-19
EW20150518241 | 2015-05-18 | 2 FURNITURE FEEDS - JOB 28012 | C B F INC | C | 3707 | 16 | 90 | NEW MONTGOMERY ST |  | 2 | COMPLETE | 2015-06-04
EW20150506482 | 2015-05-06 | OFFICE OUTLETS - JOB #34209 | C B F INC | C | 309 | 1 | 201 | POST ST |  | 5 | ISSUED | 2015-05-06
EW20150518001 | 2015-05-18 | ELEC AND LIFE SAFETY T.I./BUILD OUT - 18TH FLOOR - 34099 | C B F INC | C | 3721 | 122 | 535 | MISSION ST |  | 18 | ISSUED | 2015-05-18
EW20150527941 | 2015-05-27 | CABLE SUPPORT. JOB #T28047 | C B F INC | C | 295 | 6 | 360 | POST ST |  | 9 | ISSUED | 2015-05-27
EW20150515741 | 2015-05-15 | INSTALLED (4) DUPLEX RECEPTACLES - JOB #27721 | C B F INC | C | 207 | 35 | 545 | SANSOME ST | 0 | 8 | ISSUED | 2015-05-15
EW20150506361 | 2015-05-06 | RESTROOM / DEMO - 2ND FLOOR- JOB #34103 | C B F INC | C | 3708 | 56 | 525 | MARKET ST |  | 2 | ISSUED | 2015-05-06
E201505058338 | 2015-05-05 | REMOVE DOWN LIGHTS IN PRODUCE DEPOT & REPLACW WITH SURFACE MOUNT FIXTURES. | H A BOWEN ELECTRIC INC | C | 3930A | 2 | 2300 | 16TH ST |  |  | ISSUED | 2015-05-05
EW20150526641 | 2015-05-26 | METRO JOB #59010 - 19TH FLOOR - HINSHAW PROJECT - HALF FLOOR TENANT IMPROVEMENT CONSISTING OF POWER LIGHTING LIGHTING CONTROLS AND FIRE LIFE SAFETY SYSTEM. | METROPOLITAN ELECTRIC | C | 264 | 4 | 1 | CALIFORNIA ST |  | 19 | ISSUED | 2015-05-26
E201505288892 | 2015-05-28 | TO OBTAIN A FINAL INSPECTION FOR WORK APPROVED UNDER EXPIRED PERMIT E201204031820 : 400AMP. | AARON ELECTRIC CO. | R | 3518 | 12 | 288 | 09TH ST |  |  | ISSUED | 2015-05-28
EW20150514641 | 2015-05-14 | APARTMENT 5 KITCHEN AND BATH ROOM REWIRE REPLACE PANEL | CALVIN LAM ELECTRIC CONST | R | 1738 | 1 | 1201 | 12TH AV | 0 | 2 | ISSUED | 2015-05-14
EW20150514102 | 2015-05-14 | REPLACE CORRIDOR LIGHTING RE-WIRE 2 - ADA BATHS ON THE 5TH FLOOR | ATHENA ELECTRICAL CONST | C | 3775 | 8 | 300 | BRANNAN ST |  | 5 | ISSUED | 2015-05-14
E201505188660 | 2015-05-18 | INSTALL UFERGROUND IN FOOTING REQUESTED BY BUILDING INSPECTOR | WILKINSON DESIGN & CONSTRUCTION INC. | R | 1780 | 31 | 1362 | 26TH AV |  |  | ISSUED | 2015-05-18
E201505288914 | 2015-05-28 | INSTALLING 2 EXTERIOR ELECTRICAL SIGNS | LEE'S SIGNS | C | 2695 | 6 | 538 | CASTRO ST |  |  | ISSUED | 2015-05-28
E201505048294 | 2015-05-04 | UNIT 302: KITCHEN & BATHROM: 6 LIGHTS 4 SWITCHES 8 RECEPTACLES 1 FAN. | SURE INC. | R | 274 | 16 | 995 | PINE ST |  |  | ISSUED | 2015-05-04
E201505148597 | 2015-05-14 | 1 HANDICAP BATHROOM & BREAK ROOM: 3 LIGHTS 4 SWITCHES 8 RECEPTACLES. | LEI'S CONSTRUCTION CO | C | 4226 | 25 | 1350 | 25TH ST |  |  | ISSUED | 2015-05-14
EW20150505101 | 2015-05-05 | ADD 2 HORN/STROBES FOR ADA | B B J ELECTRIC INC | R | 30 | 4 | 416 | BAY ST |  | 3 | ISSUED | 2015-05-05
E201505078422 | 2015-05-07 | UNIT 4: REMODEL BATHROOM AND KITCHEN INSTALL SUBPANEL: 2 LIGHTS 4 SWITCHES 5 RECEPTACLES. | 21ST CENTURY HOME IMPROVT | R | 1155 | 30 | 1645 | GOLDEN GATE AV | 0 |  | ISSUED | 2015-05-07
EW20150513082 | 2015-05-13 | INSTALLATION OF TELECOM RACEWAYS AND ELECTRIC SUBPANEL | LEA ELECTRIC | C | 340 | 12 | 116 | TAYLOR ST | 0 | 1 | ISSUED | 2015-05-13
EW20150521961 | 2015-05-21 | REPLACE FUSE PANEL TO CIRCUIT BREAKER PANEL | LEA ELECTRIC | R | 345 | 10 | 126 | HYDE ST |  | 1 | ISSUED | 2015-05-21
E201505128512 | 2015-05-12 | CORRECT PROBLEMS FOUND IN ELECTRICAL CORRECTION NOTICE AND REPORT DONE OF INSPECTION 2-6-2015. TO COMPLAINT #201519601. | ROD MUSCIO ELECTRICAL | C | 6506 | 1 | 4101 | 24TH ST |  |  | ISSUED | 2015-05-12
EW20150507821 | 2015-05-07 | 333 MARKET - SF ANNEX BUILDING BRANCH BUILD OUT STREET LEVEL - 2 501 - 5 000 SQ FT - WBE JOB# 01-137443 - CONTACT STEVE SCANNELL - 415-716-5134 | W. BRADLEY ELECTRIC | C | 3710 | 20 | 333 | MARKET ST |  | 0 | ISSUED | 2015-05-07
EW20150520481 | 2015-05-20 | ZENEFITS-303 2ND STREET-5TH FLOOR-11-500 CABLES-JOB NUMBER 02-136885-CONTACT-BRAD CALESTINI 415-850-2064 | W. BRADLEY ELECTRIC | C | 3749 | 62 | 303 | 02ND ST |  | 5 | COMPLETE | 2015-05-21
EW20150519681 | 2015-05-19 | 1 PANEL 1 FEEDER 1 TRANSFORMER 2 A/C UNITS 3 POWER OUTLETS | CAPITOL ELECTRIC CONST | C | 262 | 20 | 100 | PINE ST | 0 | 35 | COMPLETE | 2015-06-03
EW20150507841 | 2015-05-07 | INSTALL ELECTRICAL ON THE 24TH FLOOR | CAPITOL ELECTRIC CONST | C | 262 | 20 | 100 | PINE ST | 0 | 24 | ISSUED | 2015-05-07
E201505018235 | 2015-05-01 | NEW GROCERY STORE IN EXISTING SPACE. EXISTING 800 AMP AND 200 AMP 120/208V 3PH 4W SERVICE. FEEDERS: (1) 800A (1) 200A (7) 150A (1) 100A AND (1) 50A. SUBPANEL: (1) 800 AMP AND (6) 200AMP. 252 CIRCUITS 215 LIGHTS 18 SWITCHES 125 RECEPTALCES 1 DISHWASHER 2 MICROWAVE 2 RANGES. REFRIGRATOR CASES AND COOKING EQUIPMENT. | NORTHERN ELECTRIC INC | C | 3968 | 1 | 2111 | HARRISON ST |  | 1/F | ISSUED | 2015-05-01
E201505158649 | 2015-05-15 | BASEMENT REMODELING - 1 BEDROOM 1 FAMILY ROO 1 BATHROOM AND GARAGE - 14 LIGHTS 9 SWITCHES 20 RECEPTACLES FAN | PETER WONG ELECTRICAL | R | 6094 | 15 | 1024 | PERSIA AV |  |  | ISSUED | 2015-05-15
E201505268843 | 2015-05-26 | UPGRADE 200AMP U/G SERVICES AND 3 FOR 100AMP TO EACH UNIT. 1 - 50A FOR HOUSE PANEL. | PETER WONG ELECTRICAL | R | 123 | 55 | 1263 | UNION ST |  |  | ISSUED | 2015-05-26
EW20150526642 | 2015-05-26 | ADD A CIRCUIT FOR KITCHEN COUNTER. ADD A BATHROOM CIRCUIT GFI EXHAUST FAN TOWEL BAR | TUITE ELECTRIC INC | R | 3655 | 63 | 1006 | NOE ST | 1 | 1 | ISSUED | 2015-05-26
EW20150526743 | 2015-05-26 | KITCHEN REMODEL | PETER DODDS ELECTRIC INC. | R | 2650 | 42 | 4161 | 17TH ST |  | 2 | ISSUED | 2015-05-26
EW20150522221 | 2015-05-22 | 16 WORKSTATIONS FOR FOR MODULAR PARTITIONS | SERVICE WEST | C | 3701 | 65 | 1275 | MARKET ST | 0 | 10 | COMPLETE | 2015-05-26
EW20150501821 | 2015-05-01 | 88 WORKSTATIONS FOR MODULAR PARTITIONS ONLY | SERVICE WEST | C | 228 | 38 | 475 | SANSOME ST |  | 6 | ISSUED | 2015-05-01
E201505278867 | 2015-05-27 | INSTALL (2) ILLUMINATED SIGNS FOR 'CHARLES SCHWAB' | JOHNSTON SIGN COMPANY | C | 237 | 6 | 200 | CALIFORNIA ST | 0 |  | ISSUED | 2015-05-27
EW20150528862 | 2015-05-28 | SERVICE UPGRADE TO 100 AMPS | GRANITE ELECTRIC | R | 4002 | 4 | 212 | TEXAS ST |  | 1 | COMPLETE | 2015-06-01
EW20150506541 | 2015-05-06 | INSTALL 40 AMP CIRCUIT FOR AC ROOF UNIT. INSTALL SERVICE GFI FOR ROOF UNIT. | GRANITE ELECTRIC | C | 3012 | 16 | 373 | WEST PORTAL AV |  | 2 | COMPLETE | 2015-05-18
EW20150504201 | 2015-05-04 | UNIT #4 - TO INSTALL 10 LIGHT FIXTURES 8 SWITCHES 20 OUTLETS AND ONE SUB-PANEL | KONG'S PLUMBING & CONSTRUCTION CO. | R | 1153 | 8 | 1750 | GOLDEN GATE AV | 0 | 1 | ISSUED | 2015-05-04
E201505078405 | 2015-05-07 | UNIT 504: INSTALL 12 LIGHTS 8 SWITCHES 15 RECEPTACLES 1 SUBPANEL. | KONG'S PLUMBING & CONSTRUCTION CO. | R | 499 | 002D | 1340 | LOMBARD ST |  |  | ISSUED | 2015-05-07
E201505118485 | 2015-05-11 | INSTALL (4) 120 VOLD 20 AMP CIRCUITS | BEST VALUE ELECTRICAL | R | 3276 | 10 | 176 | KENWOOD WY |  |  | ISSUED | 2015-05-11
E201505288906 | 2015-05-28 | L/V AUDIO/VIDEO/DATA/COAX. | HOWARD WONG ELECTRIC | R | 6561 | 12 | 4338 | CESAR CHAVEZ ST |  |  | ISSUED | 2015-05-28
E201505078418 | 2015-05-07 | UNIT 1407: INSTALL ELECTRICAL FOR NEW BEDROOM: 1 LIGHT 1 SWITCHES 6 RECEPTACLES. | J. HO CONSTRUCTION INC | R | 708 | 23 | 1489 | WEBSTER ST |  |  | ISSUED | 2015-05-07
E201505088431 | 2015-05-08 | REMODEL: 2 LIVING ROOMS 5 BATHROOMS 7 BEDROOMS 2 KITCHEN 1 GARAGE: 125 LIGHTS 80 SWITCHES 150 RECEPTACLES 3-100AMP PANELBOARDS 7 FANS 2 DISHWASHER 2 MICROWAVES 10 SMOKE DETECTORS.UFER GROUND. | H D CONSTRUCTION COMPANY | R | 1534 | 27 | 470 | 11TH AV |  |  | ISSUED | 2015-05-08
E201505228818 | 2015-05-22 | 1 FAMILY ROOM KITCHEN 3 BATHROOMS 4 BEDROOMS 100AMP SERVICE 60 LIGHTS 60 SWITCHES 50 RECEPTACLES 6 FANS 1 DISHWASHER 1 MICROWAVE 7 SMOKE DETECTORS. | H D CONSTRUCTION COMPANY | R | 5476 | 14 | 3599 | KEITH ST |  |  | ISSUED | 2015-05-22
EW20150505941 | 2015-05-05 | TEST SYSTEM FOR LIFE SAFETY | ELECTRICAL SYSTEMS | C | 296 | 73 | 490 | POST ST | 824 | 8 | COMPLETE | 2015-05-28
E201505288912 | 2015-05-28 | COMMERCIAL SPACE: FIRE ALARM TEST. | M V ELECTRIC | C | 3763 | 12 | 432 | BRYANT ST |  |  | ISSUED | 2015-05-28
EW20150526502 | 2015-05-26 | ROOF TOP SOLAR PV SYSTEM WITH 1 4KW INVERTER IN GARAGE - 14 ROOF-MOUNTED SOLAR PV MODULES 275 WATTS PER MODULE 1 INTERACTIVE INVERTER TOTAL NO. OF RATING 4 KW. | OCCIDENTAL POWER | R | 5744 | 55 | 334 | RICHLAND AV |  | 2 | COMPLETE | 2015-06-04
EW20150526481 | 2015-05-26 | UPGRADE MAIN ELECTRICAL SERVICE TO 200 AMP 2 SUB PANEL AND 40 OUTLETS | ELTECH ELECTRIC | R | 147 | 1 | 705 | VALLEJO ST |  | 2 | ISSUED | 2015-05-26
EW20150502121 | 2015-05-02 | KITCHEN REMODEL APT. 2 | CHERI COCHRAN | R | 550 | 17 | 1562 | VALLEJO ST |  | 2 | ISSUED | 2015-05-02
EW20150515821 | 2015-05-15 | INSTALLATION OF 1 30 AMP DRYER CIRCUIT | MERVUE ELECTRIC INC | R | 180 | 42 | 86 | JOHN ST |  | 0 | COMPLETE | 2015-05-18
EW20150520501 | 2015-05-20 | #10343-UPGRADE LIGHTING FOR 5TH FLOOR LOBBY/CORRIDOR. NO LIFE SAFETY | ASF ELECTRIC INC | C | 3707 | 62 | 33 | NEW MONTGOMERY ST |  | 5 | ISSUED | 2015-05-20
EW20150520381 | 2015-05-20 | REMODEL KITCHEN FOR RELOCATE & ADDDTIONAL ELECTRCAL WORKS. | RUBY PLUMBING & ELECTRICAL | R | 0224A | 3 | 30 | MILLER PL | 3 | 3 | ISSUED | 2015-05-20
EW20150514201 | 2015-05-14 | REMODEL OF PENTHOUSE SUITE | ROBERTS ELECTRIC CO INC | R | 3745 | 659 | 338 | SPEAR ST | 41 | 41 | ISSUED | 2015-05-14
EW20150514221 | 2015-05-14 | COMMUNICATIONS CABLING SERVICES | IDEX GLOBAL SERVICES INC. | C | 291 | 12 | 44 | MONTGOMERY ST | 0 | 31 | ISSUED | 2015-05-14
EW20150507801 | 2015-05-07 | UNIT #7. RELOCATE THE 150A SUB-PANEL. REMODEL 3 BATHROOM LOWER FLOOR RE-INSTALL CEILING CANS. 23 PLUGS 67 LIGHTS 28 SWITCHES. | MIN'S ELECTRIC INC | R | 167 | 60 | 170 | PACIFIC AV | 7 | 3 | ISSUED | 2015-05-07
EW20150517962 | 2015-05-17 | 200 AMP SERVICE REMODEL 2 FLOORS KIT BATH LIVING DINNING BEDROOM | EDWARD FITZGERALD ELECTRIC | R | 996 | 19 | 200 | LAUREL ST |  | 123 | ISSUED | 2015-05-17
EW20150529281 | 2015-05-29 | MODULAR FURNITURE INSTALL | ADVANCED INSTALLATION SERVICES INC | C | 240 | 2 | 417 | MONTGOMERY ST |  | 4 | ISSUED | 2015-05-29
EW20150507941 | 2015-05-07 | MODULAR OFFICE FURNITURE: 105 WORKSTATIONS | ADVANCED INSTALLATION SERVICES INC | C | 263 | 11 | 101 | CALIFORNIA ST |  | 43 | ISSUED | 2015-05-07
E201505188681 | 2015-05-18 | 2 GFI'S : KITCHEN; 1 GFI: BATHROOM INSTALL NEW ELE SUB PANEL 3 CKTS KITCHEN 1 CKT BATH. | SCHOEPP CONSTRUCTION INC | R | 1476 | 19 | 250 | POINT LOBOS AV |  |  | ISSUED | 2015-05-18
E201505128544 | 2015-05-12 | SUPPLY POWER AND LIGHTING FOR TWO WALK-IN REFRIGERATORS AND ONE WALK-IN FREEZER: 32 LIGHTS 3SWITCHES 18 RECEPTACLES 10 FANS INSTALL POWER FOR (2) 60-A AND 1-80A COMPRESSORS ON ROOF. | SHAPLAND ELECTRIC INC | C | 5281 | 3 | 901 | RANKIN ST |  |  | COMPLETE | 2015-05-14
E201505198714 | 2015-05-19 | TO COMPLY WITH COMPLAINT #201548031: INSTALL NEW WIRING FOR TWO RESTROOMS INSTALL NEW WIRING FOR NEW COUNTER RECEPTACLES: 6 LIGHTS 4 SWITCHES 10 RECEPTACLES 2 FANS. | J Y ELECTRICAL CONSTRUCTION CO INC | C | 3511 | 75 | 1531 | MISSION ST |  |  | ISSUED | 2015-05-19
E201505218775 | 2015-05-21 | CHECK ANY ELECTRICAL FOR UPGRADES AND WATER DAMAGE. | HARGENS CONSTRUCTION | R | 5337 | 38 | 30 | BRIDGEVIEW DR |  |  | ISSUED | 2015-05-21
E201505198731 | 2015-05-19 | POWER FOR WASHER/DRYER | WALL CONSTRUCTION | R | 243 | 49 | 840 | POWELL ST | 601 |  | ISSUED | 2015-05-19
E201505208754 | 2015-05-20 | FLOORS: 3 4 5 &6: REMOVE & REPLACE EXISTING PANELS IN ELECTRIC ROOM: (4) 400A-480V (8)200A-208V (4)150KV TRANSFORMERS | WESTERN MACHINERY ELECTRIC | C | 541 | 24 | 2001 | UNION ST |  | 3456 | ISSUED | 2015-05-20
EW20150507481 | 2015-05-07 | WE NEED A SURVEY TO TELL US IF CAN MOVE THE MAIN SERVICE TO A LOCATION AGAINST THE EXTERIOR WALL. PG&E APPROVED IT BUT THEY SUGGESTED WE CALL THE BUILDING DPT TO MAKE SURE THE LOCATION IS GOOD. | MORENO ELECTRIC CO. | R | 558 | 018A | 2380 | VALLEJO ST |  | 1 | COMPLETE | 2015-05-13
EW20150507301 | 2015-05-07 | 100AMPS SERVICE UPGRADE SOME NEW CIRCUITS AND OUTLETS IN GARAGE AND MAIN FLOOR. | CHASOV ELECTRICAL VOICE & DATA | R | 7105 | 5 | 236 | FARALLONES ST |  | 1 | ISSUED | 2015-05-07
E201505058326 | 2015-05-05 | TO COMPLY WITH PHYSICAL INSPECTION REPORT CC-7274. | SPOTLIGHT CONSTRUCTION GROUPS INC | R | 2130A | 5 | 2051 | 10TH AV |  |  | COMPLETE | 2015-05-13
E201505188680 | 2015-05-18 | GENERAL REWIRING SUBPANEL AND AN INSTALATION OF 16 LED LIGHTS 50AMP FEEDER #6 9 CKTS 18 LIGHTS 6 SWITCHES 116 RECEPTACLES 1 DISHWASHER 1 DISPOSAL 1 MICROWAVE 2 SMOKE DETECTORS. | MONTANO ELECTRIC ** SEE NOTES** | R | 145 | 43 | 515 | VALLEJO ST |  |  | ISSUED | 2015-05-18
E201505118489 | 2015-05-11 | LOWER UNIT REMODEL: NEW LIGHTS PLUGS SWITCHES; L/V FOR LED LIGHTS NEW 100A SUBPANEL. | BOUCHARD ELECTRIC COMPENY | R | 1178 | 20 | 1789 | MCALLISTER ST |  |  | ISSUED | 2015-05-11
E201505288896 | 2015-05-28 | REPLAC EKTICHEN CABINETS NEW SINK & FAUCET - 1 DISHWASHER 1 GARBAGE DISPOSAL. | CITYBEST CONSTRUCTION | R | 3789 | 452 | 650 | DELANCEY ST | 109 |  | ISSUED | 2015-05-28
E201505208737 | 2015-05-20 | TARGET STORE: ELECTRONIC DEPARTMENT REMODEL | THE WHITING TURNER CONTRACTING COMPANY | C | 3723 | 1 | 789 | MISSION ST |  |  | CANCELLED | 2015-06-08
EW20150522381 | 2015-05-22 | INSTALL NEW SPRINKLER MONITORING SYSTEM WITH LIFE SAFETY TEST | SAN FRANCISCO FIRE PROTECTION | R | 1050 | 006A | 1827 | SCOTT ST |  | 0 | ISSUED | 2015-05-22
E201505158653 | 2015-05-15 | REWIRE WHOLE HOUSE - UFER GROUND 200AMP SERVICE MAIN 2-100AMP SUBPANELS; 30 LIGHTS 50 SWITCHES 60 RECEPTACLES 10 FANS 2 DISHWASHER 2 GARBAGE DISPOSALS 2 MICROWAVES 20 SMOKE DETECTORS | AMHERST ASSOCIATES CONST | R | 2626 | 3 | 24 | ORD ST |  |  | ISSUED | 2015-05-15
E201505188659 | 2015-05-18 | RELOCATE 4 SWITCHES | JAMES A KEENAN | C | 489 | 24 | 3232 | SCOTT ST |  |  | ISSUED | 2015-05-18
EW20150516901 | 2015-05-16 | ADDING OUTLETS AND LIGHTS IN BEDROOMS LIVING ROOM KITCHEN STORAGE. BATHROOM REMODELING. | SAVINOV ELECTRICAL VOICE & DATA | R | 2938A | 9 | 220 | EVELYN WY |  | 1 | ISSUED | 2015-05-16
EW20150528482 | 2015-05-28 | THIS IS AN APARTMENT REMODEL. WE ARE REPLACING/ADDING CONVENIENT RECEPTACLES APPLIANCE RECEPTACLES LIGHT FIXTURES AND LIGHT SWITCHES THROUGHOUT. | HAROLD E NUTTER INC. | C | 697 | 39 | 1400 | GEARY BL |  | 4 | ISSUED | 2015-05-28
E201505078389 | 2015-05-07 | REMOVE KITCHEN / BATH ON GROUND LEVEL. | BRIAN LIM DBA LIM'S ELECTRIC | R | 1913 | 19 | 2420 | MORAGA ST |  |  | COMPLETE | 2015-05-13
E201505088438 | 2015-05-08 | GROUND FLOOR: ADDING (1) FAMILY ROOM & (1) BATHROOM; 8 LIGHTS 6 SWITCHES 12 RECEPTACLES 1 FAN 1 SMOKE DETECTOR | YIU FOR WONG | R | 2447 | 32 | 2586 | 47TH AV |  |  | ISSUED | 2015-05-08
E201505198710 | 2015-05-19 | TO OBTAIN A FINAL INSPECTION FOR WORK APPROVED UNDER EXPIRED PERMIT E20130524936. | CALIFORNIA FIRE & ELECTRIC INC | R | 1027 | 6 | 2676 | PINE ST |  |  | COMPLETE | 2015-06-05
EW20150501881 | 2015-05-01 | REWIRE DINING ROOM PARTIAL LIVING ROOM AND GARAGE OBTAIN GREEN TAG TO RECONNECT EXISTING SERVICE | J O'DRISCOLL ELECTRICAL | R | 2364 | 42 | 2318 | 36TH AV |  | 1 | ISSUED | 2015-05-01
EW20150504721 | 2015-05-04 | WIRE NEW ADDITION AT REAR OF HOUSE NEW FAMILY ROOM ON LOWER LEVEL NEW BEDROOM ON UPPER LEVEL INSTALL NEW SUB PANEL INSTALL U FER GROUND | J O'DRISCOLL ELECTRICAL | R | 7254 | 15 | 83 | SPRINGFIELD DR |  | 1 | ISSUED | 2015-05-04
EW20150507062 | 2015-05-07 | PER ELECTRICAL INSPECTION REPORT. | N R G ELECTRIC CO | R | 775 | 004A | 1310 | MCALLISTER ST | 0 | 3 | COMPLETE | 2015-05-27
E201505068376 | 2015-05-06 | LIGHTS OUTLETS RECEPTACLES FOR OFFICE | DA CHUNG INCORPORATED | C | 1443 | 40 | 1033 | CLEMENT ST |  |  | ISSUED | 2015-05-06
E201505148618 | 2015-05-14 | CONSTRUCTION FOR SPEACIALTY MARKET. NEW COUNTER COOKING WASH & PREP. AREA. PROVIDE ELECTRICAL. | DA CHUNG INCORPORATED | C | 1727 | 20 | 2218 | IRVING ST |  |  | ISSUED | 2015-05-14
EW20150505781 | 2015-05-05 | UNIT 24C. BATHROOM REMODEL. REPLACE EXISTING CANS AND FAN | AW ELECTRICAL INC | R | 3745 | 551 | 338 | SPEAR ST | 24 | 24 | ISSUED | 2015-05-05
E201505158657 | 2015-05-15 | 150A SAN CARLOS ST: 1 SUBPANEL 200AMP SERVICE 3-0 FEEDERS 25 LIGHTS 14 SWITCHES 40 RECEPTACLES 2 FANS 1 DISHWASHER 1 DISPOSAK 5 MSKE DETECTORS WATER HEATER TAKAGI. | ANALITO U RAMA | R | 3589 | 43 | 150 | SAN CARLOS ST | 0 |  | ISSUED | 2015-05-15
EW20150529062 | 2015-05-29 | ELECTRICAL TRIM FOR FINAL INSPECTION | MC 2 ELECTRIC INC. | C | 65 | 10 | 724 | LOMBARD ST | 0 | 0 | COMPLETE | 2015-06-05
E201505298938 | 2015-05-29 | UPGRADE KITCHEN ELECTRICAL ADD ONE SUBPANEL; 8 LIGHTS 3 SWITCHES 8 RECEPTACLES 1 DISHWASHER 1 GARBAGE DISPOSAL 1 MICROWAVE | MICHAEL CLARKE CONSTRUCTION | R | 1254 | 56 | 49 | DOWNEY ST |  |  | ISSUED | 2015-05-29
EW20150526742 | 2015-05-26 | REPLAVE (2)BATH FAN ADD (3)POWER FOR WALL TV AND (5)WALL RECEPTACLES RELOCATE/ROLOCATE CEILING T8 FIXTURES IN LOCKER ROOM AND ADD (3)LED FIXTURES ABOVE POOL TABLE/DESK. REPLACE FEW EXISTING DEVICES. | Q & Q ELECTRIC CO. INC | C | 1355 | 43 | 8 | PRESIDIO TR |  | 1 | ISSUED | 2015-05-26
E201505218786 | 2015-05-21 | RENEW EW20130108843 FOR 200 AMP SERVICE REPAIR UPGRADE | VALUE ELECTRICAL CONSTRUCTION | R | 1742 | 015B | 1285 | 08TH AV | 0 |  | COMPLETE | 2015-06-08
E201505088434 | 2015-05-08 | 1/F: TWO BEDROOMS HALLWAY AND ONE BASTHROOM ADD (2) CO & SMOKE ALARMS. ADD (2) ARC FAULT CKTS. ADD (1) BATHROOM CKT (1) LED L/V FOR BATHROOM 3 LIGHTS 6 SWITCHES RECEPTACTACLES. | AARON GORDON CONSTRUCTION INC | R | 7204 | 010A | 2940 | 21ST AV |  |  | ISSUED | 2015-05-08
E201505148624 | 2015-05-14 | RECONSTRUCT LOWER LEVELBATHROOM NEW LIGHTING & OUTLETS; 6 LIGHTS 8 SWITCHES 8 RECEPTACLES 1 FAN 2 SMOKE DETECTORS; 5 CIRCUITS | T T CONSTRUCTION | R | 1913 | 5 | 1639 | 30TH AV |  |  | ISSUED | 2015-05-14
E201505138576 | 2015-05-13 | WITNESS. | BAY ALARM COMPANY | R | 6520 | 31 | 1015 | SHOTWELL ST | 0 |  | ISSUED | 2015-05-13
E201505068372 | 2015-05-06 | LIFE SFAETY WITNESS TEST | BAY ALARM COMPANY | C | 835 | 3 | 1446 | MARKET ST |  | 1ST FLR | ISSUED | 2015-05-06
EW20150527443 | 2015-05-27 | ROOF-MOUNTED SOLAR (PV) SYSTEM CONSISTING OF 10 SINGAPORE-MEMC 250 WATT MODULES AND 10 ENPHASE 215 MICRO-INVERTERS. - 10 ROOF-MOUNTED SOLAR PV MODULES 250 WATTS PER MODULE 10 INTERACTIVE INVERTER TOTAL NO. OF RATING 2.15 KW. | GRID ALTERNATIVES | R | 4940 | 004A | 1330 | GILMAN AV |  | 2 | ISSUED | 2015-05-27
EW20150529141 | 2015-05-29 | INSTALL (13) ROOF TOP FLUSH MOUNTED SOLAR PANELS (3.38KW) - 13 ROOF-MOUNTED SOLAR PV MODULES 260 WATTS PER MODULE 1 INTERACTIVE INVERTER TOTAL NO. OF RATING 3.38 KW. | SOLARCITY CORPORATION | R | 7240A | 12 | 890 | JUNIPERO SERRA BL |  | 2 | ISSUED | 2015-05-29
E201505088459 | 2015-05-08 | SOLAR: INSTALL 19 ROOF MOUNTED SOLAR PV MODS 260W/MOD 1 INTERACTIVE INVERTER AT 4.2KW POWER RATING EACH 4.94KW TOTAL RATING. | SOLARCITY CORPORATION | R | 6112 | 21 | 693 | UNIVERSITY ST |  |  | ISSUED | 2015-05-08
EW20150513041 | 2015-05-13 | KITCHEN AND DINING ROOM UPGRADE | 1ST CLASS ELECTRIC | R | 1783 | 036B | 2733 | IRVING ST |  | 1 | ISSUED | 2015-05-13
E201505218787 | 2015-05-21 | TO LEGALIZE HABITABLE SPACE ON G/F. BRING UP TO CODE. | JJ O'SULLIVAN ELECTRIC | R | 6080 | 27 | 379 | LISBON ST |  |  | ISSUED | 2015-05-21
E201505068352 | 2015-05-06 | MEDIA ROOM: 18 LIGHTS 10 SWITCHES 20 RECEPTACLES 1 FAN 10 CKTS 70AMP SERVICE PANEK #4; 2 FURNACES. | STAR LIGHTING & ELECTRIC | R | 4072 | 25 | 2040 | 20TH ST |  |  | ISSUED | 2015-05-06
EW20150523422 | 2015-05-23 | SOLAR INSTALLATION - 13 ROOF-MOUNTED SOLAR PV MODULES 315 WATTS PER MODULE 13 INTERACTIVE INVERTER AT 215 TOTAL NO. OF RATING 4.0 KW - 13 ROOF-MOUNTED SOLAR PV MODULES 315 WATTS PER MODULE 215 INTERACTIVE INVERTER TOTAL NO. OF RATING 4 KW. | GOLDEN GATE ELECTRIC | R | 6345 | 25 | 695 | LONDON ST |  | 695 | COMPLETE | 2015-05-29
EW20150523426 | 2015-05-23 | SOLAR INSTALLATION - 16 ROOF-MOUNTED SOLAR PV MODULES 250 WATTS PER MODULE 16 INTERACTIVE INVERTER AT 215 TOTAL NO. OF RATING 4.0 KW - 16 ROOF-MOUNTED SOLAR PV MODULES 250 WATTS PER MODULE 16 INTERACTIVE INVERTER TOTAL NO. OF RATING 4 KW. | GOLDEN GATE ELECTRIC | R | 4967 | 14 | 1162 | INGERSON AV |  | 1162 | COMPLETE | 2015-06-02
EW20150511781 | 2015-05-11 | INSTALLATION OF 124 MODULAR WORKSTATIONS | ALLMODULAR SYSTEMS INC. | C | 3708 | 28 | 71 | STEVENSON ST |  | 19 | COMPLETE | 2015-05-12
E201505018252 | 2015-05-01 | UNIT 91 - KITCHEN AND BATHROOM REMODEL WITH WASHER AND DRYER - 10 LIGHTS 10 SWITCHES 7 RECEPTACLES FAN | B-SIDE INC. | R | 321 | 3 | 455 | HYDE ST |  |  | ISSUED | 2015-05-01
E201505138573 | 2015-05-13 | SUITE 1210: DATA COMMUNICATIONS AND WIRELESS SYSTEMS: NUMBER OF CABLES: 18 | ALL PHASE CONTRACTORS INC/ALL PHASE BUIL | C | 296 | 102 | 490 | POST ST | 1210 | 12TH FLR | COMPLETE | 2015-05-26
E201505138582 | 2015-05-13 | COMPLETE REWIRE OF TWO UNITS FOUR FULL BATHROMS (2) 1/2 BATHROOMS TWO KITCHENS INSTALL NEW UFER GROUND 2-150AMP SERVICE PANELS 30 CKTS NEW LIGHTS SWITCHES RECEPTACLES FANS DISHWASHER DISPOSAL MICROWAVE 2 RANGES 1 TUB SMOKE DETECTORS. | MODERN ART CONSTRUCTION | R | 3607 | 036A | 151 | LIBERTY ST |  |  | ISSUED | 2015-05-13
E201505068386 | 2015-05-06 | UNIT 16: 50AMP SUBPANEL 8 CKTS 18 LIGHTS 6 SWITCHES 20 RECEPTACLES 1 FAN 2 SMOKE DETECTORS. | SAMS ELECTRIC | R | 6539 | 4 | 1450 | CASTRO ST | 0 |  | ISSUED | 2015-05-06
E201505128514 | 2015-05-12 | REPLACE 3 BASEBOARD HEATERS AND SOME OUTLETS IN BATHROOM - SWITCH 3 RECEPTACLES | FASTNET ENGINEERING & CONST INC | R | 833 | 19 | 162 | HICKORY ST |  |  | ISSUED | 2015-05-12
E201505138545 | 2015-05-13 | 1500 23RD STREET @ PENNSYLVANIA AVENUE: NE CORNER: INSTALL 200AMP TEMP POWER. | S R BRAY LLC/DBA: POWER PLUS | C | 9999 | 999 | 999 | UNKNOWN * |  |  | ISSUED | 2015-05-13
EW20150505221 | 2015-05-05 | CONDO CONVERSION | MULHOLLAND ELECTRIC | R | 3581 | 30 | 485 | NOE ST | 0 | 3 | COMPLETE | 2015-05-27
EW20150518361 | 2015-05-18 | UFERGROUND INSPECT | ELECTRIC CURRENT CONSTRUCTION INC | R | 0438A | 031A | 104 | RETIRO WY |  | 0 | ISSUED | 2015-05-18
EW20150519081 | 2015-05-19 | INSTALLATION OF A SOLAR PV SYSTEM. - 15 ROOF-MOUNTED SOLAR PV MODULES 250 WATTS PER MODULE 1 INTERACTIVE INVERTER TOTAL NO. OF RATING 3.75 KW. | SWANROCK INC. DBA: SKYTECH SOLAR | R | 2045 | 6 | 1835 | 08TH AV |  | 0 | ISSUED | 2015-05-19
EW20150507041 | 2015-05-07 | INSTALLATION OF A SOLAR PV SYSTEM. - 15 ROOF-MOUNTED SOLAR PV MODULES 245 WATTS PER MODULE 1 INTERACTIVE INVERTER TOTAL NO. OF RATING 3.6 KW. | SWANROCK INC. DBA: SKYTECH SOLAR | R | 2823B | 8 | 32 | CITYVIEW WY |  | 0 | ISSUED | 2015-05-07
E201505078402 | 2015-05-07 | FULL ELECTRICAL UPGRADE OF RES. BLDNG. REPLACE MAIN ELECTRICAL CONDUIT. 100 LIGHTS 30 SWITCHES 70 RECEPTACLES 4 FANS 2 DISHWASHERS 1 GARBAGE DISPOSAL 1 MICROWAVE 2 RANGE 7 SMOSKE DETECTORS. | G L C CONSTRUCTION | R | 1384 | 4 | 231 | 24TH AV |  | 1ST THRU 3RD FLR | ISSUED | 2015-05-07
E201505208747 | 2015-05-20 | MASTER BATHROOM REMODEL : INSTALL NEW VACANCY SENSOR. | SCHICKER INC DBA RE-BATH BY SCHICKER | R | 595 | 84 | 1650 | JACKSON ST | 907 |  | COMPLETE | 2015-05-27
E201505158629 | 2015-05-15 | GARAGE NEW OFFICE NEW BATHROOM KITCHEN HALLWAY DINING ROOM & LAUNDRY ROOM - 20 LIGHTS 20 SWITCHES 10 RECEPTACLES FAN DISHWASHER GARBAGE DISPOAL MICROWAVE RANGE 4 SMOKE DETECTORS | OLIVE CONSTRUCTION | R | 1527 | 032D | 442 | 18TH AV |  |  | ISSUED | 2015-05-15
EW20150528841 | 2015-05-28 | INSTALL POWER FOR ONE BATHROOM ONE RECEPTACLE FOR KITCHEN REFRIGATOR AND 2 EXTERIOR LIGHTS | S W E ASSOCIATES INC | R | 7520 | 19 | 675 | 28TH ST |  | 2 | ISSUED | 2015-05-28
EW20150511201 | 2015-05-11 | 1 SMOKE DETECTOR ADDED TO ELEVATOR CONTROL ROOM | PYRO-COMM SYSTEMS INC. | C | 173 | 5 | 611 | FRONT ST |  | 1 | COMPLETE | 2015-05-20
E201505298956 | 2015-05-29 | REWIRE ENTIRE UNIT 1 000 SQ. FT. 100 AMP 20 CIRCUITS 1 PANELBOARD/SWITCHBOARD 8 LIGHTS 11 SWITCHES 22 RECEPTACLES 1 FAN 1 DISHWASHER 1 GARBAGE DISPOSAL 1 MICROWAVE 1 RANGE 4 SMOKE DETECTORS | DELIJA CONSTRUCTION | R | 4171 | 14 | 1019 | MINNESOTA ST |  |  | ISSUED | 2015-05-29
EW20150529201 | 2015-05-29 | RELOCATE SERVICE DROP WEATHER HEAD. | V P ELECTRIC CO | R | 5722 | 6 | 630 | MOULTRIE ST |  | 2 | ISSUED | 2015-05-29
E201505058309 | 2015-05-05 | UNIT 204: REMODEL KITCHEN & BATHROOM: 10 LIGHTS 10 SWITCHES 15 RECEPTACLES 1 FAN 1 DISHWASHER 1 RANGE 2 SMOKE DETECTORS. | C&M DEVELOPMENT & CONSTRUCTION INC | R | 851 | 13 | 300 | BUCHANAN ST |  |  | ISSUED | 2015-05-06
E201505058311 | 2015-05-05 | UNIT 403: REMODEL KITCHEN & BATHROOM: 10 LIGHTS 10 SWITCHES 15 RECEPTACLES 1 FAN 1 DISHWASHER 1 RANGE 2 SMOKE DETECTORS. | C&M DEVELOPMENT & CONSTRUCTION INC | R | 851 | 13 | 300 | BUCHANAN ST |  |  | ISSUED | 2015-05-06
E201505278885 | 2015-05-27 | UNIT 14: REPLACE SUBPANEL UPGRADE WIRING IN KITCHEN BATHROOM: 10 LIGHTS 10 SWITCHES 10 RECEPTACLES. | C&M DEVELOPMENT & CONSTRUCTION INC | R | 335 | 19 | 669 | ELLIS ST |  |  | ISSUED | 2015-05-27
E201505148601 | 2015-05-14 | REMODEL OF INTERIOR OF EXISTING BUILDING ADD DORMER LIGHT IN THE STAIRWELL REMODEL BEDROOMS BATHROOMS AND KITCHEN - LIGHTS SWITCHES RECEPTACLES DISHWASHER | J5 REAL ESTATE & DEVELOPMENT CO | R | 1227 | 3 | 413 | SHRADER ST |  |  | ISSUED | 2015-05-14
EW20150527241 | 2015-05-27 | TEMPORARY POWER POLE | I M ELECTRICAL | R | 6602 | 35 | 437 | DUNCAN ST |  | 1 | COMPLETE | 2015-05-28
E201505078417 | 2015-05-07 | NEW WIRE FOR FURNACE. | LT CONSTRUCTION INC | R | 122 | 027C | 1129 | UNION ST | 0 | #3 | ISSUED | 2015-05-07
E201505138562 | 2015-05-13 | SURVEY ONLY PERMIT | GENERALSF | R | 1548 | 41 | 534 | 06TH AV | 0 |  | COMPLETE | 2015-05-15
E201505188666 | 2015-05-18 | NEW 600 AMP SERVICE 4 FEEDERS 21 CIRCUITS SWITCH GEAR ON GROUND LEVEL | DIAMOND ENGINEERING SERVICES INC | C | 3582 | 85 | 429 | CASTRO ST |  | ROOF | COMPLETE | 2015-05-26
E201505068357 | 2015-05-06 | REWIRE OF UNIT 4 - INSTALL 100 AMP SUB PANEL AND 100 AMP METER MAIN - 15 LIGHTS | C ELECTRIC | R | 489 | 29 | 2283 | CHESTNUT ST |  |  | ISSUED | 2015-05-06
E201505018245 | 2015-05-01 | SOLAR: INSTALL 2 ROOF MOUNTED SOLAR PV MODS 2 INTERACTIVE INVERTERS 0.510KW TOTAL RATING. | HIGH DEFINITION SOLAR INC (DBA) HIGH DEF | R | 6745 | 30 | 49 | WILDER ST |  |  | COMPLETE | 2015-05-06
E201505128523 | 2015-05-12 | REPLACING DEDICATED SPRINKLER MONITORING PANEL ONLY GROUND FLOOR. | TYCO INTEGRATED SECURITY LLC | C | 3570 | 30 | 2973 | 16TH ST |  |  | ISSUED | 2015-05-12
E201505208734 | 2015-05-20 | #417- REPLACE EXISTING SPRINKLER MONITORING SYSTEM REPLACE SMOKE DETECTOR PULL STATION HORNSTROBE 6 MODULES ADD IPGSM COMMUNICATOR. | TYCO INTEGRATED SECURITY LLC | C | 5287 | 2 | 2000 | MCKINNON AV |  |  | ISSUED | 2015-05-20
E201505048296 | 2015-05-04 | RUN NEW ELECTRICAL FOR 1/F AND 2/F: UPGRADE PANEL 100A 50 LIGHTS 30 SWITCHES 60 RECEPTACLES 2 FANS 1 D/W 1 G/D 1 M/V 1 RANGE 6 SMOKE DETECTORS. | AERO CONSTRUCTION INC | R | 2007 | 006B | 3550 | NORIEGA ST |  |  | ISSUED | 2015-05-04
E201505298950 | 2015-05-29 | INSTALL CAN LIGHTS IN CEILING AND NEW PLUGS ALSO HEATMAT 3 LIGHTS 3 SWITCHES 2 FANS | DUGARRY CONSTRUCTION INC | R | 2476 | 33 | 2674 | 21ST AV |  |  | ISSUED | 2015-05-29
E201505158628 | 2015-05-15 | UPGRADE SERVICE FROM 100 AMPS TO 200 AMPS | S T ELECTRIC | R | 2445 | 012E | 3326 | VICENTE ST |  | G/F | COMPLETE | 2015-05-26
E201505088465 | 2015-05-08 | NEW GFCI RECEPTACLES & HIGH EFFICACY RECESSED LIGHTING. 22 LIGHTS 13 SWITCHES 12 RECEPTACLES 1 FAN 1 DISHWASHER 1 GARBAGE DISPOSAL 1 MICROWAVE 1 RANGE INSTA HOT WATER HEATER. | ATLAS CONSTR& DEV. DBA:GOOD FELLAS CONST | R | 6545 | 21 | 4397 | 25TH ST |  |  | ISSUED | 2015-05-08
E201505048292 | 2015-05-04 | UNIT 8: INSTALL ELECTRICAL FOR NEW BATHROOM REMODEL. INSTALL CKT FOR D/W. | NOMELLINI CONSTRUCTION | R | 3780 | 33 | 17 | DECATUR ST |  |  | ISSUED | 2015-05-04
E201505298943 | 2015-05-29 | REMODEL UNIT. 1ST AND 2ND FLOORS. | ANATOLY LESLEY | R | 3564 | 070A | 353 | NOE ST |  |  | ISSUED | 2015-05-29
E201505118469 | 2015-05-11 | AMEND E201505088430 FOR ADDTIONAL WORK: TO COMPLY WITH COMPLAINT #201545571: KITCHEN & BATHROOM REMODEL ON MAIN FLOOR. | ROMERO BROTHER'S COMPANY INC | R | 2333A | 38 | 2202 | 17TH AV |  |  | COMPLETE | 2015-06-01
E201505188685 | 2015-05-18 | UNIT 206: EXTEND COUNTERTOP CKT ADD 2 RECEPTACLES EXTEND FRIDGE CKT TO NEW LOCATION. | THE CONSTRUCTION GUY INC | R | 2717 | 64 | 655 | CORBETT AV | 206 |  | ISSUED | 2015-05-18
E201505228790 | 2015-05-22 | CEILING: INSTALL L/V WIRES FOR 13 SPEAKERS 1 FEED CABLE. | MUZAK LLC | C | 1094 | 1 | 2675 | GEARY BL |  |  | ISSUED | 2015-05-22
E201505198707 | 2015-05-19 | UFER GROUND. | SMARTER CONSTRUCTION INC | C | 3760 | 1 | 400 | 05TH ST |  |  | ISSUED | 2015-05-19
E201505018254 | 2015-05-01 | #2B - REMODEL KITCHEN & BATH BURYING OF GENERAL USE CIRCUIT - 5 LIGHTS 5 SWITCHES 15 RECEPTACLES 1 FAN 1 DISHWASHER 1 GARBAGE DISPOSAL 2 SMOKE DETECTORS 6 CIRCUITS 240 V - 40A - 8GA 1 -100AMP. | CHARLES LAKAMP | R | 830 | 4 | 409 | LAGUNA ST |  |  | ISSUED | 2015-05-01
E201505128537 | 2015-05-12 | 5/F: INSTALL L/V SECURITY SYSTEM INCLUDING 12 CAMERAS ONE DURESS BUTTON AND 14 CARD READER DOORS. INCLUDES HEAD END CONTROLLE AND POWER SUPPLIES. | CONVERGINT TECHNOLOGIES | C | 3735 | 59 | 201 | 03RD ST |  |  | ISSUED | 2015-05-12
E201505268858 | 2015-05-26 | COMMON AREAS: INSTALL CAT 5 E POWER OVER ETHERNET WIRE TO POWER UP THE CAMERAS & INSTALL SECURITY CAMERAS. | BAMBOO COMMUNICATION | C | 2650 | 44 | 2775 | MARKET ST |  |  | ISSUED | 2015-05-26
E201505148620 | 2015-05-14 | INSTALL AL IGHT FIXTURE AT GARAGE. | BAPC INC | R | 605 | 22 | 2363 | JACKSON ST |  |  | ISSUED | 2015-05-14
E201505088437 | 2015-05-08 | KITCHEN & BATHROOM REMODEL: REPLACE (E) FIXTURES ONLY LIKE FOR LIKE WITH NEW. %1INSPCTR. | TAYLOR MADE CONSTRUCTION | R | 3749 | 144 | 18 | LANSING ST | 204 |  | COMPLETE | 2015-05-20
E201505158647 | 2015-05-15 | INSTALL 20 ROOF MOUNTED SOLAR PV MODULES 280 WATTS PER MODULE INSTALL 20 INTERACTIVE INVERTERS 500 POWER RATINGS EACH 5.6 KW; ADD (1) ONE EQUIPMENT FEE. | FREE ENERGY SYSTEMS INC | R | 1256 | 37 | 1330 | MASONIC AV |  |  | COMPLETE | 2015-06-03
E201505158626 | 2015-05-15 | RELOCATE BATH AND REARRANGE LAYOUT | SEABEE CONSTRUCTION | R | 7017 | 32 | 38 | GRANADA AV |  |  | ISSUED | 2015-05-15
E201505148614 | 2015-05-14 | REMOVE 2 (E) EXTERIOR LIGHT FIXTURES AND INSTALL 2 (N) LIGHT FIXTURES IN EXISTING LOCATION USING (E) SWITCHES. REF BA201502178478. | K & R BUILDERS INC | C | 6411 | 28 | 942 | GENEVA AV |  |  | COMPLETE | 2015-05-18
E201505158627 | 2015-05-15 | FULL ELECTRICFAL UPGRADE WITH NEW PANEL 60 LIGHTS 30 SWITCHES 60 RECEPTACLES 3 FANS 1 DISHWASHER 1 DISPOSAL 1 MICROWAVE 1 RANGE 10 SMOKE DETECTORS. | CA SUNRISE CONSTRUCTION SOLUTION INC | R | 7527 | 15 | 456 | GOLD MINE DR |  |  | ISSUED | 2015-05-15
E201505208753 | 2015-05-20 | REPLACE 3 SWITCHES RELOCATE 2 LIGHT FIXTURES ADD 1 NEW RECEPTACLE TO ACCOMODATE TO EXISTING CIRCUITS. REMOVAL OF (E) WALL. NEW EXHAUST FANS IN GARAGE. |  | R | 3159 | 25 | 431 | STAPLES AV |  |  | ISSUED | 2015-05-20
EW20150514401 | 2015-05-14 | 5 RECEPTACLES; 3 CIRCUITS; 1 (DDC POWER/BATTERY RACK-SCOTT SIIVKA VERIZON STIE CELL CEI WO # 223984 | CUPERTINO ELECTRIC INC. | C | 263 | 11 | 101 | CALIFORNIA ST |  | 1 | ISSUED | 2015-05-14
EW20150518501 | 2015-05-18 | 200 LIGHTS; 20 SWITCHES; 75 RECEPTACLES; 100-150 CIRCUITS; 3 PANELS/SWITCHBOARDS; 100A FEEDERS; UPS; 100 FIRE ALARM DEVICES; TEMP POWER; CEI JOB #14-4-14020-00 LG SALES FORCE TI BUILD OUT | CUPERTINO ELECTRIC INC. | C | 3710 | 17 | 350 | MISSION ST |  | 28 | ISSUED | 2015-05-18
EW20150511861 | 2015-05-11 | 1600 AMP TEMP POWER SERVICE; TEMP POWER- PM JOHN BUCHAN 510 TOWNSEND CEI JOB #14-4-14271-00 | CUPERTINO ELECTRIC INC. | R | 3784 | 80 | 510 | TOWNSEND ST |  | 0 | ISSUED | 2015-05-11
EW20150513001 | 2015-05-13 | 1 ANNUNCIATOR PANEL; (6) HORN/STROBES; (1) SMOKE DECTOR - PM-MITHC AUSTIN; CBRE LSS CEI WORK ORDER #223239 | CUPERTINO ELECTRIC INC. | C | 4288 | 5 | 1740 | CESAR CHAVEZ ST |  | 2 | COMPLETE | 2015-05-29
EW20150521901 | 2015-05-21 | BASEMENT LEVEL (I.E. 1 165 SQ FT) "TENNANT IMPROVEMENT" CHANGES AND/OR ADDITIONS TO THE ELECTRICAL DISTRIBUTION EQUIPMENT BRANCH CIRCUIT WIRING DEVICES LIGHTING FIXTURES BUILDING FIRE ALARM SYSTEM AND MECHANCIAL/PLUMBING EQUIPMENT. LOW-VOLTAGE TELE/DATA AND SECURITY SYSTEM(S) CABLING SCOPE OF WORK TO BE PERFORMED BY OTHER C-10 ELECTRICAL SUBCONTRACTOR UNDER SEPERATE SFDBI ELECTRICAL PERMIT(S). | DECKER ELECTRIC CO INC | C | 3715 | 13 | 188 | THE EMBARCADERO * |  | 1 | ISSUED | 2015-05-21
EW20150522121 | 2015-05-22 | LENDING CLUB | MCMILLAN BROS ELECTRIC | C | 3708 | 28 | 71 | STEVENSON ST |  | 19 | ISSUED | 2015-05-22
EW20150520461 | 2015-05-20 | APT (173)LIGHTS (44)SWITCHES (148)RECEPTACLES | MCMILLAN BROS ELECTRIC | C | 3717 | 22 | 123 | MISSION ST | 0 | 17 | ISSUED | 2015-05-20
EW20150512541 | 2015-05-12 | SERVICE SOURCE (59)LIGHTS (31)LIGHTS (48)RECEPTACLES LIFE SAFETY | MCMILLAN BROS ELECTRIC | C | 328 | 1 | 760 | MARKET ST |  | 4 | CANCELLED | 2015-06-08
E201505208742 | 2015-05-20 | REMOVAL OF 120V DUPOLES OUTLET AND POWER MOUNTED INSIDE TOWERSETREAM'S 3X3 EQUIOP0MENT CABINET REMOVED BACK TO THE SOURCE. | BRAYER ELECTRIC COMPANY | C | 1217 | 20 | 978 | PAGE ST |  |  | ISSUED | 2015-05-20
EW20150515701 | 2015-05-15 | INSTALL DATA CABLES- SUITE 1000 - 10TH FLOOR | MCCLURE ELECTRIC INC | C | 260 | 10 | 300 | MONTGOMERY ST |  | 10 | ISSUED | 2015-05-15
EW20150527283 | 2015-05-27 | 3RD FLOOR TENANT IMPROVEMENT | MCCLURE ELECTRIC INC | C | 3708 | 98 | 536 | MISSION ST | 0 | 3 | ISSUED | 2015-05-27
E201505068379 | 2015-05-06 | NEW SERVICE FOR 17 KEARY ST SIDE TO CLEAR NOV 201543181 | BYINGTON ELECTRIC CORP | C | 310 | 5 | 12 | GEARY ST |  |  | ISSUED | 2015-05-06
EW20150522321 | 2015-05-22 | TO OBTAIN FINAL INSOECTION FOR PERMIT # E201004254469 | ASTORGA CONST COMPANY | C | 3569 | 41 | 561 | VALENCIA ST |  | 1 | ISSUED | 2015-05-22
EW20150508581 | 2015-05-08 | RELOCATE 1 LIGHT FIXTURE AND INSTALL 1 EXIT SIGN LOWER LEVEL CORRIDOR - JOB #27973 | C B F INC | C | 3704 | 68 | 989 | MARKET ST |  | 0 | COMPLETE | 2015-06-08
EW20150507161 | 2015-05-07 | TEL/DATA CABLING - T34157 | C B F INC | C | 258 | 32 | 601 | CALIFORNIA ST | 0 | 200 | COMPLETE | 2015-05-27
EW20150511081 | 2015-05-11 | ELEC T.I./BUILDOUT - JOB #34177 (455 JACKSON) | C B F INC | C | 196 | 19 | 451 | JACKSON ST | 0 | 1 | ISSUED | 2015-05-11
EW20150529021 | 2015-05-29 | ELECTRICAL & L/S T.I./BUILD OUT. JOB #34099 | C B F INC | C | 3721 | 122 | 535 | MISSION ST |  | 14 | ISSUED | 2015-05-29
EW20150527281 | 2015-05-27 | FURNISH AND INSTALL TRANSFORMERS IN BASEMENT - JOB 34197 | C B F INC | C | 3716 | 21 | 121 | SPEAR ST |  | 0 | ISSUED | 2015-05-27
EW20150507421 | 2015-05-07 | IN CONNECTION WITH WORK ON BUILDING PERMIT #201505075697. NEW 15 AMP FURNACE CIRCUIT. GROUND 5 OUTLETS IN BEDROOMS; NEW OUTLET AND SWITCH IN LIVING ROOM NEW 15 AMP AFCI CIRCUIT; 2 NEW FLUORESCENT LIGHTS AND 1 SWITCH FOR GARAGE. | IKE'S ELECTRIC | R | 2680 | 17 | 31 | WARREN DR |  | 1 | COMPLETE | 2015-05-12
E201505188665 | 2015-05-18 | VESDA SMOKE ALARM SYSTEM - 10- RECEPTACLES WITNESS TEST | SABAH INTERNATIONAL INCORPORATED | R | 958 | 28 | 2808 | BROADWAY * |  |  | ISSUED | 2015-05-18
EW20150528681 | 2015-05-28 | METRO JOB #59105 - LOAD STUDY REINSPECTION | METROPOLITAN ELECTRIC | C | 1801 | 61 | 4501 | IRVING ST |  | 1 | ISSUED | 2015-05-28
EW20150512681 | 2015-05-12 | METRO JOB#58936 TENANT BUILD OUT CONSISTING OF POWER LIGHTING AND FIRE LIFE SAFETY SYSTEM. | METROPOLITAN ELECTRIC | C | 264 | 4 | 1 | CALIFORNIA ST |  | 23 | ISSUED | 2015-05-12
E201505068374 | 2015-05-06 | REMOVE (E) ELECTRICAL BOX & REPLACE W/TWO (2) 100 AMP PANEL BOARDS; WORK TO BENEFIT 953 & 953A KEY AVENUE; 1 LIGHT 1 SWITCH 1 RECEPTACLE | NEW ERA CONSTRUCTION CO. ***CHECK ID**** | R | 4996 | 1 | 953 | KEY AV |  |  | ISSUED | 2015-05-06
E201505288893 | 2015-05-28 | UNITS 2 & 4: TO OBTAIN A FINAL INSPECTION FOR WORK APPROVED UNDER EXPIRED PERMIT E201310224556. | AARON ELECTRIC CO. | R | 3518 | 12 | 288 | 09TH ST |  |  | ISSUED | 2015-05-28
E201505148606 | 2015-05-14 | REF E201504298180 C/N; TO OBTAIN A FINAL INSPECTOIN FOR WORK APPROVED UNDER PREVIOUS PERMIT E201504298180: KITCHEN REMODEL. | JACOB SING-YU KWAN DBA J.K. ELECTRIC | R | 2414 | 005A | 2580 | 14TH AV |  |  | ISSUED | 2015-05-14
E201505148608 | 2015-05-14 | 30 LIGHTS 20 SWITCHES 40 RECEPTACLES 3 FANS 1 DISHWASHER 1 GARBAGE DISPOSAL 1 RANGE | JACOB SING-YU KWAN DBA J.K. ELECTRIC | R | 1916 | 003A | 1643 | 27TH AV |  |  | ISSUED | 2015-05-14
E201505118502 | 2015-05-11 | GROUND FLOOR: 2 LIGHTS 2 SWITCHES 2 RECEPTACLES ; MAKE ONE BATHROOM INTO TWO | RIVERA CONSTRUCTION | C | 3611 | 13 | 2498 | FOLSOM ST |  | GROUND FLR | ISSUED | 2015-05-11
E201505188675 | 2015-05-18 | 60 LIGHTS 22 SWITCHES 50 RECETPACLES 3 FANS 18 CIRCUITS 1 - 125 AMP SERVICE 1 DISHWASHER 1 GARBAGE DISPOSAL 1 MICROWAVE 1 RANGE 6 SMOKE DEETECTORS. | AMPEX CONSTRUCTION *** SEE NOTICE*** | R | 3272 | 5 | 240 | UPLAND DR |  | 1-2 FLO0R | ISSUED | 2015-05-18
E201505078413 | 2015-05-07 | NEW SINGLE FAMILY DWELLING G/F 1/F 2/F 3/F: 125A SERVICE UFER GROUND 20 CKTS 3 FEEDERS 1 PANDEOBARD NEW LIGHTS PLUGS SWITCHES 4 FANS 1 DISHWASHER 1 MICROWAVE 1 DISPOSAL 6 SMOKE DETECTORS. | JOHN BUCKLEY ELECTRIC | R | 2753 | 9 | 492 | DOUGLASS ST |  |  | ISSUED | 2015-05-07
E201505068363 | 2015-05-06 | INSTALL 22 ROOF MOUNTER SOLAR PV MODULES 280 WATTS PER MODULE INSTALL 22 INTERACTIVE INVERTERS 250 WATTS POWER RATINGS AT 6.160 KW | MR. ROOFING INC. | R | 584 | 13 | 2521 | BROADWAY * |  |  | COMPLETE | 2015-05-15
EW20150526523 | 2015-05-26 | ROOF-TOP INSTALLATION OF GRID TIED MICROINVERTER PV SYSTEM. 10 KY255 SOLAR MODULES 10 M215 INTEGRATED GROUNDING MICROINVERTERS 2.150KW TOTAL - 10 ROOF-MOUNTED SOLAR PV MODULES 255 WATTS PER MODULE 10 INTERACTIVE INVERTER TOTAL NO. OF RATING 2.15 KW. | MR. ROOFING INC. | R | 5637 | 19 | 681 | PERALTA AV |  | 3 | ISSUED | 2015-05-26
E201505018242 | 2015-05-01 | 1 NEW BEDROOM ONE STUDY ROOM 1 FULL BATHROOM ON G/F: 5 LIGHTS 5 SWITCHES 10 RECEPTACLES. | LEI'S CONSTRUCTION CO | R | 7083 | 9 | 47 | BYXBEE ST |  |  | ISSUED | 2015-05-01
E201505268826 | 2015-05-26 | FIRE ALARM SYSTEM REPLACEMENT ONE FOR ONE BASIS. 1 X FACU 2 X ANNUNCIATORS 6 X SMOKE DETECTORS 2 X PULL STATIONS | B B J ELECTRIC INC | R | 2826 | 95 | 725 | BURNETT AV |  |  | ISSUED | 2015-05-26
E201505278875 | 2015-05-27 | LIKE FOR LIKE VOLUNTARY FIRE SYSTEM REPLACEMENT & WITNESS TEST. | FIRE & SEC. FIRE/F.S.A.C. | R | 1544 | 13 | 653 | ARGUELLO BL | 0 |  | ISSUED | 2015-05-27
EW20150528702 | 2015-05-28 | FURNISH AND INSTALL DATA COMMUNICATION AND WIRELESS SYSTEMS WITH LOW VOLTAGE CABLES | STARLITE ELECTRIC INC. | C | 354 | 1 | 100 | LARKIN ST |  | 2 | ISSUED | 2015-05-28
E201505268840 | 2015-05-26 | PER ELECTRICAL INSPECTOR DENNIS HOLL SEPARATE ELECTRICAL PERMIT REQUIRED FOR SEPARATE BUILDING/SERVICE. REF PERMIT E201311135131 & PA201209059006 | ROYAL ELECTRIC CO | R | 857 | 1 | 100 | WALLER ST |  |  | ISSUED | 2015-05-26
EW20150528701 | 2015-05-28 | INSTALL ACCESS CONTROL AND ALARM MONITORING SYSTEM HAUSFELD 600 MONTGOMERY ST 32ND FLOOR PROJECT MANAGER MNANN 415 850-3741 FOREMAN CHRIS STEIL 415 798-0005 WBE JOB # 07-137504 | W. BRADLEY ELECTRIC | R | 207 | 32 | 600 | MONTGOMERY ST |  | 32 | ISSUED | 2015-05-28
EW20150511941 | 2015-05-11 | INSTALL ELECTRICAL FOR FLOOR MONUMENTS | CAPITOL ELECTRIC CONST | C | 3744 | 5 | 2 | HARRISON ST |  | 1 | COMPLETE | 2015-05-13
EW20150521681 | 2015-05-21 | (2) DUPLEX OUTLETS IN SUITE 10000 | CAPITOL ELECTRIC CONST | C | 3749 | 62 | 303 | 02ND ST |  | 10 | ISSUED | 2015-05-21
E201505148605 | 2015-05-14 | UPGRADE SERVICE TO 125A AMP #2 WIRE (1) 12-24 PANEBOARD FOR 125A MAIN; 2 LIGHTS 2 RECEPTACLES 2 SWITCHES. | KAZAVIS ELECTRIC | R | 1466 | 41 | 400 | 35TH AV |  |  | COMPLETE | 2015-05-20
E201505048280 | 2015-05-04 | CHANGE 3 PANLS. INSTALL 2 STEP DOWN TRANSFORMERS FROM 277/480 TO 220/240/3PH 31 PLUGS DONE WITH EMT SURFACE. RUN 2 NEW 2-1/2IN PIPES TO MAIN SERVICE FOR 4 WIRE - 3PH 1¦0. | COSMOS ELECTRIC CO **CHECK ID & NOTE*** | C | 3919 | 4 | 192 | UTAH ST |  |  | ISSUED | 2015-05-04
E201505158631 | 2015-05-15 | 349B LYON ST: UPSTAIRS: TO INSTALL A NEW COMMERICAL 70A METERS FOR COMPUTER SHOP; #3 - #2; 3- FROM (E) 200A SERVICE. | COSMOS ELECTRIC CO **CHECK ID & NOTE*** | C | 1207 | 3 | 349 | LYON ST |  |  | ISSUED | 2015-05-15
E201505138550 | 2015-05-13 | UNIT 102 - KITCHEN REMODEL ADD WASHER/DRYER RELOCATE LIGHTS - 10 LIGHTS 10 SWITCHES 10 RECEPTACLES DISHWASHER | D.C. CONSTRUCTION | R | 871 | 12 | 50 | LAGUNA ST |  | UNIT #102 | ISSUED | 2015-05-13
E201505138549 | 2015-05-13 | UNIT 408 - KITCHEN REMODEL ADD WASHER/DRYER RELOCATE LIGHTS - 10 LIGHTS 10 SWITCHES 10 RECEPTACLES DISHWASHER | D.C. CONSTRUCTION | R | 871 | 12 | 50 | LAGUNA ST |  | UNIT #408 | ISSUED | 2015-05-13
EW20150526861 | 2015-05-26 | ELECTRICAL WIRING IN 3RD FLOOR BATHROOM: LIGHTS RECEPTACLES FAN HEATED FLOOR. RECEPTACLES IN ADJACENT BEDROOM. | KARTMAN ELECTRIC | R | 1000 | 18 | 3026 | CLAY ST |  | 3 | ISSUED | 2015-05-26
EW20150526581 | 2015-05-26 | 138 WORKSTATIONS FOR MODULAR PARTITIONS ONLY | SERVICE WEST | C | 3708 | 43 | 595 | MARKET ST |  | 20 | ISSUED | 2015-05-26
E201505158641 | 2015-05-15 | GARAGE & 1/F: U/G 100AMP SERVICE #4 5 LIGHTS 4 SWITCHES 8 RECEPTACLES. | DEV ELECTRIC INC | R | 1146 | 5 | 41 | CHABOT TR | 0 |  | COMPLETE | 2015-06-04
E201505018243 | 2015-05-01 | UPGRADE SERVICE TO 400 AMPS 1 LIGHT 1 SWITCH | THOMAS A LUCCHESI ELECTRI | R | 648 | 13 | 1875 | CALIFORNIA ST |  | G/F | ISSUED | 2015-05-01
E201505288923 | 2015-05-28 | REWIRE HOUSE 100AMP SERVICE 3¦#2 1 PANELBOARD 50 LIGHTS 30 SWITCHES 60 RECEPTACLES 1 FAN 1 DISHWASHER 1 DISPOSAL 1 MICROWAVE 1 RANGE 5 SMOKE DETECTORS. | S & W ELECTRIC INC. | R | 6509 | 13 | 168 | JERSEY ST |  |  | ISSUED | 2015-05-28
E201505018232 | 2015-05-01 | UFER GROUND. | S & W ELECTRIC INC. | R | 5948 | 43 | 3 | NAPLES ST |  |  | ISSUED | 2015-05-01
EW20150528641 | 2015-05-28 | SERVICE UPGRADE TO 125 AMPS FURNACE CONNECTION LIGHT AT PANEL PLUG. | GRANITE ELECTRIC | R | 3004 | 25 | 100 | BURLWOOD DR |  | 1 | ISSUED | 2015-05-28
EW20150508702 | 2015-05-08 | NEW WIRING FOR THE DENTIST OFFICE | UREY-W-ELECTRICAL CO INC * SEE NOTE *** | C | 1537 | 53 | 402 | 08TH AV | 204 | 2 | ISSUED | 2015-05-08
E201505048287 | 2015-05-04 | REMODEL 2 BATHROOMS - 10 LIGHTS 4 SWITCHES 3 RECEPTACLES 2 FANS | STEVEN'S ELECTRIC | R | 6543 | 22 | 692 | CLIPPER ST | 0 |  | ISSUED | 2015-05-04
EW20150521721 | 2015-05-21 | UPGRADE EXISTING 120-240V OVERHEAD 400 AMP SERVICE | WELLS ELECTRICAL INC | R | 3530 | 48 | 160 | 14TH ST |  | 1 | ISSUED | 2015-05-21
EW20150520341 | 2015-05-20 | REMODEL 2 BATHROOMS LIGHTS AND OUTLETS AND 2 FANS | WELLS ELECTRICAL INC | R | 998 | 38 | 2003 | LYON ST |  | 1 | ISSUED | 2015-05-20
EW20150520361 | 2015-05-20 | INST ALL 6 OUTLETS IN GARAGE. | NO SHORTS ELECTRIC | R | 0417B | 13 | 3820 | SCOTT ST |  | 1 | ISSUED | 2015-05-20
E201505188669 | 2015-05-18 | INSTALLING 200 AMP SERVICE | 110/220V ELECTRIC CO | R | 6004 | 21 | 70 | INA CT |  | G/F | COMPLETE | 2015-05-20
EW20150501961 | 2015-05-01 | BATHROOM REWIRE | PAGCO CONSTRUCTIONINC. | R | 0627A | 107 | 2200 | SACRAMENTO ST | 1403 | 1403 | ISSUED | 2015-05-01
EW20150518121 | 2015-05-18 | INSTALL NEW ELECTRICAL WIRING AS NEEDED FOR KITCHEN CIRCUIT UPGRADE. INSTALL ONE NEW SUB PANEL ADJACENT TO MAIN PANEL AS NEEDED FOR NEW KITCHEN CIRCUITS. | RIOS ELECTRIC/DESIGN & CONTRACTING | R | 5618 | 25 | 317 | VIRGINIA AV |  | 2 | ISSUED | 2015-05-18
E201505058314 | 2015-05-05 | 1/F: TENANT SPACE: 16 LIGHTS 6 SWITCHES 8 RECEPTACLES. | HOWELL ELECTRIC INC. | C | 3785 | 002A | 410 | TOWNSEND ST |  |  | ISSUED | 2015-05-05
EW20150519741 | 2015-05-19 | LARGE ILLUMINATED SIGN FABRICATION. | MORROW-MEADOWS CORP DBA: ARC ELECTRIC CO | C | 259 | 26 | 555 | CALIFORNIA ST | 0 | 0 | COMPLETE | 2015-05-21
EW20150513021 | 2015-05-13 | INSTALLATION OF 1 OFFER GROUND | MERVUE ELECTRIC INC | R | 1176 | 5 | 605 | LYON ST |  | 0 | ISSUED | 2015-05-13
E201505068356 | 2015-05-06 | KITCHEN BATHROOM REMODEL: 20 LIGHTS 6 SWITCHES 15 RECEPTACLES. | SPEEDY CONSTRUCTION ****SEE NOTE | R | 6532 | 37 | 1355 | GUERRERO ST |  |  | ISSUED | 2015-05-06
E201505068355 | 2015-05-06 | 2 BATHROOM REMODEL. REPLACE ALL FIXTURES. 10 LIGHTS 6 SWITCHES 4 RECEPTACLES 2 FANS. | SPEEDY CONSTRUCTION ****SEE NOTE | R | 1141 | 39 | 656 | ARGUELLO BL | 3 |  | ISSUED | 2015-05-06
E201505278886 | 2015-05-27 | BASEMENT: ADDING 1 SWITCH & 2 LIGHTS. | MORENO CONSTRUCTION | R | 1256 | 48 | 1251 | WALLER ST |  |  | ISSUED | 2015-05-27
EW20150527261 | 2015-05-27 | INSTALL 4 RECESSED LIGHTS & REPLACE EXHAUST FAN IN MASTER BATH. | KEEN ELECTRIC | R | 222 | 55 | 1150 | SACRAMENTO ST | 202 | 2 | ISSUED | 2015-05-27
E201505288928 | 2015-05-28 | 1/F & 2/F: INSTALL LIGHTS RECEPTACLES AND SWITCHES FOR ENTIRE BUILDING REMODELING. | CURTIS ELECTRICAL CO. | R | 132 | 9 | 4A | SAN ANTONIO PL |  |  | ISSUED | 2015-05-28
E201505158650 | 2015-05-15 | INSTALL LIGHTS WITH FAN NEW SWITCH AND GFI OUTLETS (BATHROOM REMODEL) | KEVIN LEHANE CONSTRUCTION | R | 2614 | 081B | 2401 | 15TH ST |  |  | ISSUED | 2015-05-15
E201505268833 | 2015-05-26 | 4156-4158 25TH ST: 1/F GARAGE AREA UPGRADE MAIN SERVICE ENTRANCE TO 200AMP 3 METER 3 SUBPANELS 3-2/0. | FLASH ELECTRIC **CK ID****** | R | 6538 | 15 | 4156 | 25TH ST |  |  | ISSUED | 2015-05-26
E201505268832 | 2015-05-26 | UPGRADE MAIN SERVICE ENTRANCE TO 200A 3-2¦0 8 CKT; 4 - 12-24 PANELBOARD LOCATED AT GARAGE REA AND ISNTALL 4 FLOURCENT LIGHTS AND OUTLETS IN GARAGE. | FLASH ELECTRIC **CK ID****** | R | 1177 | 20 | 1582 | FULTON ST |  |  | ISSUED | 2015-05-26
EW20150514642 | 2015-05-14 | GROUND(BASEMENT) LEVEL AND 1ST LEVEL. CHURCH. REMODEL AND EXTENSION BASEMENT. TOTAL NEW WIRES. 400A SERVICE 2 METERS. INSTALL AN UFER-GROUND. 74 LIGHTS 43 SWITCHES AND 82 PLUGS. PROVIDE POWER FOR A LIFT. | MIN'S ELECTRIC INC | C | 533 | 1 | 2961 | WEBSTER ST |  | 1 | ISSUED | 2015-05-14
EW20150506262 | 2015-05-06 | 29 LYON. EXTENSION THE EXISTING BATHROOM. 3 LIGHT 2 SWITCHES AND 2 PLUGS. | MIN'S ELECTRIC INC | R | 1234 | 4 | 29 | LYON ST |  | 3 | ISSUED | 2015-05-06
EW20150514241 | 2015-05-14 | REMODEL KITCHEN IN KIND. NEW LIGHTING OUTLET SWITCHES AND WIRING AS NEEDED. | S F GARAGE COMPANY INC. | R | 6959 | 32 | 4828 | MISSION ST |  | 2 | ISSUED | 2015-05-14
E201505048268 | 2015-05-04 | TO COMPLY WITH NOV#201537921: 10 LIGHTS 5 SWITCHES 15 RECEPTACLES. | B V ELECTRIC | R | 856 | 13 | 128 | LAGUNA ST |  |  | COMPLETE | 2015-05-06
EW20150521741 | 2015-05-21 | CORRECTION OF ELECTRICAL | B V ELECTRIC | R | 2175 | 10 | 2118 | 43RD AV |  | 1 | ISSUED | 2015-05-21
EW20150508621 | 2015-05-08 | UPGRADE OF 100A SERVICE TO 200A SERVICE | ERNEST F FERRARI ELECT INC | R | 611 | 17 | 2586 | CLAY ST | 0 | 1 | ISSUED | 2015-05-08
EW20150528562 | 2015-05-28 | C15-163 UBER 555 MARKET STREET 10TH FLOOR CABLING. | BEI CONSTRUCTION INC. | C | 3708 | 57 | 555 | MARKET ST |  | 10 | ISSUED | 2015-05-28
EW20150528501 | 2015-05-28 | ELECTRICAL DATA. AUDIO/VISUAL AND GC WORK | BEI CONSTRUCTION INC. | C | 289 | 9 | 180 | MONTGOMERY ST |  | 2180 | ISSUED | 2015-05-28
EW20150520561 | 2015-05-20 | MODULAR OFFICE FURNITURE AND INSTALLATION | ADVANCED INSTALLATION SERVICES INC | C | 241 | 27 | 600 | CALIFORNIA ST | 0 | 7 | COMPLETE | 2015-05-29
EW20150521881 | 2015-05-21 | MODULAR OFFICE FURNITURE INSTALLATION | ADVANCED INSTALLATION SERVICES INC | C | 310 | 8 | 27 | MAIDEN LN |  | 7 | ISSUED | 2015-05-21
E201505278864 | 2015-05-27 | UNOT 607: 2 GFI CKTS IN KITCHEN 1 GFI CKTS IN BATHROOM. | SCHOEPP CONSTRUCTION INC | R | 735 | 24 | 1090 | EDDY ST |  |  | ISSUED | 2015-05-27
EW20150505961 | 2015-05-05 | TO COMPLY WITH PHYSICAL INSPECTION REPORT #CC - 7349 ( ELECTRICAL REPORT) 78 - 80 BARCELONA AVE. | MILLENNIUM ELECTRIC INC | R | 1114 | 27 | 80 | BARCELONA AV |  | 1 | COMPLETE | 2015-06-01
EW20150529081 | 2015-05-29 | REMODELING OF 2 BATHROOMS AND OFFICE | CHASOV ELECTRICAL VOICE & DATA | R | 6542 | 40 | 4635 | 25TH ST |  | 1 | ISSUED | 2015-05-29
E201505268820 | 2015-05-26 | 100 AMP SERVICE | XIAO MING CHEN DBA MH ELECTRIC | R | 2092 | 24 | 1995 | 42ND AV |  |  | COMPLETE | 2015-06-01
EW20150528621 | 2015-05-28 | KITCHEN REMODEL | W E B ELECTRIC | R | 3776 | 134 | 49 | ZOE ST | 7 | 2 | ISSUED | 2015-05-28
E201505208736 | 2015-05-20 | TARGET STORE: ELECTRONICS DEPARTMENT REMODEL | THE WHITING TURNER CONTRACTING COMPANY | C | 1094 | 1 | 2675 | GEARY BL |  |  | CANCELLED | 2015-06-08
E201505218771 | 2015-05-21 | PENTHOUSE - 1 - 208V 20 AMP (SF JAZZ) | EMCOR SERVICES/MESA ENERGY SYSTEMS INC | C | 816 | 3 | 201 | FRANKLIN ST |  |  | COMPLETE | 2015-05-28
E201505268835 | 2015-05-26 | REMODEL G/F INSTALL LIGHTS SWITCHES PLGS INSTALL ONE SUPANEL: 20 LIGHTS 10 SWITCHES 30 RECEPTACLES. | STEVEN LIAO CONSTRUCTION COMPANY | R | 2059 | 14 | 1867 | 22ND AV |  |  | ISSUED | 2015-05-26
EW20150505061 | 2015-05-05 | THIS IS A UNIT/APT RENOVATION FOR UNIT 6A. WORK INCLUDES NEW RECEPTACLES LIGHTING AND CIRCUITS. | HAROLD E NUTTER INC. | C | 697 | 39 | 1400 | GEARY BL |  | 6 | ISSUED | 2015-05-05
E201505068371 | 2015-05-06 | AMEND EW20150422141 FOR ADDITIONAL WORK: COMPLETE REWIRE / 125A SERVICE UPGRADE EXPOSE WIRE FOR KITCHEN COVERED W/O INSPECTION. | PRECISION AIR SYSTEMS | R | 1799 | 036A | 1310 | 45TH AV |  |  | ISSUED | 2015-05-06
EW20150518041 | 2015-05-18 | INSTALL IN-WALL WIRING FOR TWO 20A/120V RECEPTACLES ONE LIGHT AND ONE SWITCH | RAMESES CONSTRUCTION | C | 499 | 002D | 1360 | LOMBARD ST |  | 1 | COMPLETE | 2015-06-05
EW20150501921 | 2015-05-01 | REWIRE BATHROOM UNIT #3 2 X LIGHT 2 X SWITCH 1 X FAN 1 X GFI | J O'DRISCOLL ELECTRICAL | R | 824 | 005A | 520 | SCOTT ST | 0 | 2 | ISSUED | 2015-05-01
E201505068370 | 2015-05-06 | INTERIOR LIGHTING INSTALLATION: 20 LIGHTS 20 SWITCHES 20 RECEPTACLES 5 SMOKE DETECTORS. | GREATWALL BUILDING CONSTRUCTION INC*SEE | C | 1018 | 16 | 3625 | SACRAMENTO ST |  |  | ISSUED | 2015-05-06
E201505208740 | 2015-05-20 | UPGRADE ELECTRICAL IN KITCHEN: 2 LIGHTS 2 SWITCHES 8 RECEPTACLES 1 FAN 1 D/W 1 DISPOSAL 1MICROWAVE 1 RANGE. | JACK CHEN CONSTRUCTION | R | 2338 | 31 | 2336 | 09TH AV |  |  | ISSUED | 2015-05-20
EW20150529902 | 2015-05-29 | MINOR T.I. WORK IN BASEMENT. NEW LIGHTING AND SOME NEW POWER | ELSON ELECTRIC INC | C | 3703 | 78 | 1007 | MARKET ST |  | 0 | ISSUED | 2015-05-29
E201505018230 | 2015-05-01 | GARAGE ELEVATOR | S ANDH ENTERPRISES INC/NATIONWIDE LIFTS | R | 634 | 6 | 2526 | CALIFORNIA ST |  | GARAGE | ISSUED | 2015-05-01
E201505148598 | 2015-05-14 | INSTALL 36 LIGHTS INSTALL 38 POWER OUTLETS 14 SWITCHES 2 FANS. | MODERN CONSTRUCTION INC | C | 3732 | 29 | 489 | CLEMENTINA ST |  | FIRST | ISSUED | 2015-05-14
E201505088455 | 2015-05-08 | 3/F BATHROOM REMODEL: TO RENEW EXPIRE PERMIT #E20140148903; SAME CONTRACTOR TO COMPLETE WORK. | GREAT WALL | R | 1677 | 12 | 5830 | FULTON ST |  |  | ISSUED | 2015-05-08
E201505018250 | 2015-05-01 | REMODEL OF 2208 BRODERICK: RELOCATE KITCHEN LAUNDRY & BATHROOM. NEW RECESSED LIGHTING ENLARGING GARAGE. 20 LIGHTS 5 SWITCHES 20 RECEPTACLES 2 FANS 1 DISHWASHER 1 RANGE & 3 SMOKE DETECTORS. | NEWEL&CO.INC. DBA:ROBERTSON- JENSEN &CO. | R | 980 | 28 | 2208 | BRODERICK ST |  |  | ISSUED | 2015-05-01
EW20150513081 | 2015-05-13 | 40 AMPS / 240V EV CHARGER | ELECTRO INTEGRITY | R | 4100 | 68 | 650 | MISSOURI ST |  | 1 | ISSUED | 2015-05-13
EW20150508521 | 2015-05-08 | THERE WAS A FIRE IN CORNER STORE. REPLACE ELECTRIC IN CORNER STORE. | BRENDAN MOLONY ELECTRIC | C | 2802 | 9 | 4300 | 23RD ST |  | 1 | ISSUED | 2015-05-08
EW20150512461 | 2015-05-12 | KITCHEN & BATHROOM REWIRING. | MEC ELECTRICAL (MENENDEZ ENTERPRISES) | R | 213 | 20 | 1250 | TAYLOR ST | 0 | 3 | ISSUED | 2015-05-12
EW20150520181 | 2015-05-20 | NEW SUB PANEL INSTALLATION BATHROOM UPGRADE LIGHTING UPGRADE IN THE FAMILY ROOM | SERGE ELECTRIC | R | 6541 | 23 | 4709 | 25TH ST |  | 1 | ISSUED | 2015-05-20
E201505068378 | 2015-05-06 | ELECTRICAL ALARM: 10 BELLS | BAY ALARM COMPANY | R | 317 | 12 | 540 | JONES ST | 0 |  | ISSUED | 2015-05-06
E201505118504 | 2015-05-11 | REMODEL (3) BATHROOMS 3 CLOETS RELOCATE EXISTING SUBPANELS FROM BEDROOMS TO HALLWAY AREA 20A A/C UNIT IN ROOF #12AGW. 7 LIGHTS 9 SWITCHES 3 RECEPTACLES. | INNOVATOR ELECTRIC | R | 869 | 34 | 251 | WALLER ST |  |  | ISSUED | 2015-05-11
EW20150518542 | 2015-05-18 | INSTALL 14 ROOF TOP PIPE MOUNTED SOLAR PANELS (3.78KW). UPGRADE MAIN PANEL TO 125/100. - 14 ROOF-MOUNTED SOLAR PV MODULES 270 WATTS PER MODULE 1 INTERACTIVE INVERTER TOTAL NO. OF RATING 3.78 KW. | SOLARCITY CORPORATION | R | 2035A | 14 | 1783 | 14TH AV |  | 2 | ISSUED | 2015-05-18
EW20150527444 | 2015-05-27 | INSTALL 11 ROOFTOP MOUNTED PIPE RACKED SOLAR PANELS (2.86KW). MAIN PANEL UPGRADE TO 125/100 - 11 ROOF-MOUNTED SOLAR PV MODULES 260 WATTS PER MODULE 1 INTERACTIVE INVERTER TOTAL NO. OF RATING 2.86 KW. | SOLARCITY CORPORATION | R | 2415 | 8 | 2543 | 14TH AV |  | 2 | ISSUED | 2015-05-27
EW20150527441 | 2015-05-27 | INSTALL 12 ROOF TOP MOUNTED PIPE RACKED SOLAR PANELS (3.12KW) - 12 ROOF-MOUNTED SOLAR PV MODULES 260 WATTS PER MODULE 1 INTERACTIVE INVERTER TOTAL NO. OF RATING 3.12 KW. | SOLARCITY CORPORATION | R | 7030 | 55 | 38 | CHANCERY LN |  | 2 | ISSUED | 2015-05-27
EW20150522081 | 2015-05-22 | INSTALL (11) ROOF MOUNTED SOLAR PANELS. (2.86KW) UPGRADE SERVICE PANEL. (125A) - 11 ROOF-MOUNTED SOLAR PV MODULES 260 WATTS PER MODULE 1 INTERACTIVE INVERTER TOTAL NO. OF RATING 3.8 KW. | SOLARCITY CORPORATION | R | 1600 | 23 | 778 | 45TH AV |  | 2 | ISSUED | 2015-05-22
E201505148621 | 2015-05-14 | CORRECTION NOVICE BY INSPECTOR CHANTEL FOR KITCHEN AND BATHROOM WIRING | LEONARDO PORTUGAL | R | 2962A | 7 | 563 | MYRA WY |  |  | ISSUED | 2015-05-14
E201505068364 | 2015-05-06 | INSTALL FIRE ALARM SYSTEM AND LIFE SAFETY WITNESS TEST | K K ELECTRIC & ALARM COMPANY | R | 754 | 12 | 1020 | PIERCE ST |  | WHOLE BUILDING | ISSUED | 2015-05-06
E201505218788 | 2015-05-21 | REWIRE KITCHEN. | JJ O'SULLIVAN ELECTRIC | R | 145 | 7 | 1121 | KEARNY ST |  |  | ISSUED | 2015-05-21
EW20150526621 | 2015-05-26 | MAIN SERVICE ELECTRICAL UPGRADE 110AMP | GOLDEN GATE ELECTRIC | R | 5986 | 27 | 359 | HOLYOKE ST |  | 359 | ISSUED | 2015-05-26
EW20150523425 | 2015-05-23 | SOLAR INSTALLATION - 13 ROOF-MOUNTED SOLAR PV MODULES 315 WATTS PER MODULE 13 INTERACTIVE INVERTER AT 215 TOTAL NO. OF RATING 4.0 KW - 13 ROOF-MOUNTED SOLAR PV MODULES 315 WATTS PER MODULE 13 INTERACTIVE INVERTER TOTAL NO. OF RATING 4 KW. | GOLDEN GATE ELECTRIC | R | 6993 | 31 | 528 | ARCH ST |  | 528 | COMPLETE | 2015-05-27
E201505268848 | 2015-05-26 | SOLAR: INSTALL 30 ROOF MOUNTED SOLAR PV MODS 255W/MOD 30 INTERACTIVE INVERTERS AT 215 POWER RATING EACH 7.65KW TOTAL RATING. | GOLDEN GATE ELECTRIC | R | 6931 | 15 | 670 | VICTORIA ST |  |  | ISSUED | 2015-05-26
E201505288919 | 2015-05-28 | 2 NEW CKT IN OFFICE AREA: 10 RECEPTACLES. | ROSS ELECTRIC | R | 5676 | 21 | 371 | ELSIE ST |  |  | ISSUED | 2015-05-28
E201505268831 | 2015-05-26 | UNIT #5: BATHROOM & KITCHEN REMODEL UPGRADE SUBPANEL. | INNOVATIVE CONSTRUCTION & DESIGN CO. | R | 226 | 23 | 761 | COMMERCIAL ST |  |  | ISSUED | 2015-05-26
EW20150511221 | 2015-05-11 | BATHROOM REMODELING | DE MEGA ELECTRIC CO | R | 2840 | 18 | 196 | CASTENADA AV |  | 2 | ISSUED | 2015-05-11
E201505128516 | 2015-05-12 | KITCHEN REMODEL & ADD NEW SUBPANEL. | M A R E CONTRACTOR INC | R | 211 | 28 | 1022 | POWELL ST | 1 |  | ISSUED | 2015-05-12
E201505138585 | 2015-05-13 | BATHROOM REMODEL RELOCAT LAUNDRY LEGALIZE (E) BATHROOM UPGRADE ELECTRIVCAL 4 LIGHTS 6 SWITCHES 4 RECEPTACLES. | QUALITY PAINTING & CONSTRUCTION | R | 1630 | 9 | 647 | 14TH AV |  |  | ISSUED | 2015-05-13
EW20150518061 | 2015-05-18 | FOR: ADTECH SHOW DAYS 5/20-21/2015 MOSCONE WEST SHOW #323982 | FREEMAN DECORATING SERVICES INC | C | 3724 | 36 | 800 | HOWARD ST |  | 1 | COMPLETE | 2015-06-04
E201505088454 | 2015-05-08 | WORK IN UNIT #17: FULL ELECTRICAL UPGRADE WUTH NEW SUB PANEL 9 LIGHTS 6 SWITCHES 14 RECEPTACLES 1 FAN 1 RANGE 3 SMOKE DETECTORS. | PALMERA CONSTRUCTION CO | R | 301 | 20 | 1035 | SUTTER ST |  |  | ISSUED | 2015-05-08
E201505218767 | 2015-05-21 | SOLAR: INSTALL 27 ROOF MOUNTED SOLAR PV MODS 280W/MOD 1 INTERACTIVE INVERTERS AT 7600 POWER RATING EACH 7.56KW TOTAL RATING. | THE SOLAR COMPANY | R | 1237 | 23 | 118 | BRODERICK ST |  |  | ISSUED | 2015-05-21
E201505288910 | 2015-05-28 | UNIT 24: KITCHEN & BATHROOM REMODEL. 7 LIGHTS 3 SWITCHES 8 RECEPTACLES. | D A W ELECTRIC INC | R | 853 | 4 | 48 | HAIGHT ST |  |  | ISSUED | 2015-05-28
E201505208766 | 2015-05-20 | REPLACE METER HOUSE ONLY. CORRECT EXISTING POLARITY TO CORRECT PER REQUEST OF PG&E. | FRIEL ENERGY SOLUTIONS INC. | C | 534 | 6 | 3029 | FILLMORE ST |  |  | REINSTATED | 2015-06-05
E201505188673 | 2015-05-18 | BATHROOM REMODELING: CELING FAN INTO CEILING LIGHTS S WITCH OUTLETS. | ITU CONSTRUCTION | R | 5611 | 29 | 96 | WINFIELD ST |  |  | ISSUED | 2015-05-18
E201505058321 | 2015-05-05 | REF E201503257266 FOR 1600A MAIN: INSTALL TEMPORARY POWER FOR PRODUCTION & TRAILER. INSTALL (7) SEVEN 200AMP/480 PANELS WITH 7 TRANSFORMERS 150KVA (6) & 50KVA(1). | S R BRAY LLC/DBA: POWER PLUS | R | 3756 | 3 | 350 | 08TH ST |  |  | ISSUED | 2015-05-05
EW20150514461 | 2015-05-14 | KITCHEN AND BATHROOM REMODEL | RONAN MC CONNELL ELECTRIC | R | 6517 | 52 | 920 | CAPP ST |  | 1 | ISSUED | 2015-05-14
EW20150514441 | 2015-05-14 | TURN OLD 2 FAMILY DUPLEX BACK TO SINGLE FAMILY HOME | RONAN MC CONNELL ELECTRIC | R | 3642 | 56 | 843 | CAPP ST |  | 1 | ISSUED | 2015-05-14
EW20150528601 | 2015-05-28 | INSTALLATION OF A SOLAR PV SYSTEM. - 13 ROOF-MOUNTED SOLAR PV MODULES 250 WATTS PER MODULE 1 INTERACTIVE INVERTER TOTAL NO. OF RATING 3.25 KW. | SWANROCK INC. DBA: SKYTECH SOLAR | R | 1589 | 15 | 5529 | ANZA ST |  | 0 | ISSUED | 2015-05-28
EW20150518981 | 2015-05-18 | ADD A FEW PLUGS IN KITCHEN | PAURIC ELECTRIC | R | 2540 | 32 | 2790 | 19TH AV | 24 | 2 | ISSUED | 2015-05-18
E201505138583 | 2015-05-13 | 2/F: KITCHEN ELECTRICAL WORK. 1/F: GARAGE ADDITION OF 100A SUBPANEL; 16 CKTS #4 FEEER: 11 LIGHTS 4 SWITCHES 12 RECEPTACLES 1 FAN 1 DISHWSHER 1 DISPOSAL 1 RANGE. | CHUBBY CONSTRUCTION | R | 7261 | 21 | 183 | CLEARFIELD DR |  |  | ISSUED | 2015-05-13
E201505128531 | 2015-05-12 | RENEW APP# E201207053721. | JONES BROS CONSTRUCTION INC | R | 3533 | 6 | 226 | VALENCIA ST |  |  | ISSUED | 2015-05-12
E201505268849 | 2015-05-26 | REMODEL KITCHEN AND BATHROOM AND INSTALL 6 LED LIGHTS IN THE LIVING ROOM ON 2/F: 15 TOTAL LIGHTS 10 SWITCHES NEW RECEPTACLES 1 FAN 6 CKTS 1 DISPOSAL 1 MICROWAVE 1 RANGE 1 SMOKE DETECTOR. | WESTERN CITY CONSTRUCTION CO | R | 1899 | 48 | 3821 | LAWTON ST |  |  | ISSUED | 2015-05-26
E201505188693 | 2015-05-18 | RESIDENTIAL ELEVATOR 3 LEVELS SINGLE FAMILY. | REICA CONSTRUCTION INC | R | 1307 | 001P | 700 | EL CAMINO DEL MAR * |  |  | ISSUED | 2015-05-18
EW20150505141 | 2015-05-05 | UPGRADE AND ADD RECESSED LIGHTING. | ADVANCED ELECTRIC SOLUTIONS INC (A.E.S) | R | 3735A | 142 | 1 | HAWTHORNE ST | 21 | 21 | ISSUED | 2015-05-05
EW20150513981 | 2015-05-13 | INSTALLATION OF 12 ROOF MOUNTED SOLAR PV MODULES 255WATTS PER MODULE 12 INTERACTIVE INVERTERS TOTAL NO. OF RATING 3.06KW. - 12 ROOF-MOUNTED SOLAR PV MODULES 255 WATTS PER MODULE 12 INTERACTIVE INVERTER TOTAL NO. OF RATING 3.06 KW. | ALL BAY SOLAR | R | 2134A | 11 | 2041 | 14TH AV |  | 1 | COMPLETE | 2015-05-28
E201505298968 | 2015-05-29 | REMODEL KITCHEN CONVERT ONE BATHROOM TO TWO SEPARATE BATHROOMS. | RESIDENTIAL RESTORATION CO | R | 1879 | 008A | 1518 | 34TH AV |  |  | ISSUED | 2015-05-29
E201505228797 | 2015-05-22 | TO COMPLY WITH PHYSICAL INSPECTION REPORT CC-7887. | D B S ELECTRIC | R | 506 | 38 | 3128A | LAGUNA ST |  |  | ISSUED | 2015-05-22
E201505188696 | 2015-05-18 | G/F: W/ ONE FAMILY ROOM TWO BATHROM ON SUN ROOM ONE STORAGE: 100AMP SERVICE 10 LIGHTS 20 RECEPTACLES 10 SWITCHES. | ODYSSEUS BUILDERS | R | 1712 | 007I | 1242 | 39TH AV |  |  | ISSUED | 2015-05-18
E201505148599 | 2015-05-14 | ELECTRICAL REMODEL OF HALL BATHROOM MASTER BATHROOM AND LAUNDRY ROOM. INSTALL LIGHTS BATHROM FAN AND GFCI RECEPTACLES. | STRONGMAN ELECTRIC | R | 1220 | 46 | 118 | LYON ST |  |  | ISSUED | 2015-05-14
EW20150520621 | 2015-05-20 | REWIRE 3 BED ROOM 3 BATHROOM 1 KITCHEN 1 DINNER ROOM 1 LIVING ROOM 1 FAMILY ROOM 1 LAUNDRY ROOM GARAGE 2 SUB PANNAL UPGRADE SERVICE 300 AMP WITH 3 METER | KAM'S CONSTRUCTION INC | R | 1660 | 23 | 4140 | FULTON ST |  | 1 2 | ISSUED | 2015-05-20
EW20150503181 | 2015-05-03 | REMODEL THE BASEMENT | YING'S ELECTRICIAN CORPORATION | R | 1869 | 29 | 1570 | 24TH AV |  | 0 | ISSUED | 2015-05-03
E201505138563 | 2015-05-13 | BATHROOM UPGRADE ELECTRICAL OUTLETS IN BATHROOM - SWITCH RECEPTACLE | LA TORRE GENERAL CONSTRUCTION | R | 0723C | 22 | 35 | GALILEE LN | 4 |  | ISSUED | 2015-05-13
EW20150526761 | 2015-05-26 | TO RELOCATE SWITCH AND OUTLET | C ELECTRIC | C | 489 | 24 | 3232 | SCOTT ST |  | 1 | ISSUED | 2015-05-26
E201505278878 | 2015-05-27 | SOLAR: INSTALL 6 ROOF MOUNTED SOLAR PV MODS 260W/MOD 6 INTERACTIVE INVERTERS AT 215W POWER RATING 1.56KW TOTAL RATING. | HIGH DEFINITION SOLAR INC (DBA) HIGH DEF | R | 3102 | 8 | 170 | SAN BENITO WY |  |  | ISSUED | 2015-05-27
EW20150528481 | 2015-05-28 | KITCHEN AND BATHROOM REMODEL DOWNSTAIRS AND BATHROOM REMODEL UPSTAIRS | KEITH O'SHEA ELECTRICAL | R | 4039 | 14 | 341 | MISSISSIPPI ST |  | 1 | ISSUED | 2015-05-28
EW20150518621 | 2015-05-18 | KITCHEN REMODEL | A & S ELECTRIC LLC | R | 6998 | 8 | 357 | MONTICELLO ST |  | 1 | ISSUED | 2015-05-18
E201505138564 | 2015-05-13 | AMEND E201505088465 FOR ADDITIONAL WORK: | ATLAS CONSTR& DEV. DBA:GOOD FELLAS CONST | R | 6545 | 21 | 4397 | 25TH ST |  |  | ISSUED | 2015-05-13
E201505138558 | 2015-05-13 | UNIT 404: INSTALL CKTS FROM NEW SUBPANE TO NEW KITCHEN & BATHROOM REMODEL: 3 LIGHTS 4 SWITCHES 10 RECEPTACLES. | NOMELLINI CONSTRUCTION | R | 301 | 14 | 1008 | LARKIN ST |  |  | ISSUED | 2015-05-13
E201505048293 | 2015-05-04 | UNIT 23: KITCHEN & BATHROOM REMODEL. NEW PLUGS LIGHTS SWITCHES NEW SUBPANEL. | NOMELLINI CONSTRUCTION | R | 279 | 8 | 1040 | SUTTER ST |  |  | ISSUED | 2015-05-04
E201505078411 | 2015-05-07 | UNIT 9 - OPEN WALL AND CEILING INSTALL BATHROOM FOR CLOSE WALL AND CEILING OPENINGS | ALL CONSTRUCTION SERVICES | R | 1212 | 7 | 299 | COLE ST |  |  | ISSUED | 2015-05-07
EW20150511141 | 2015-05-11 | KITCHEN REMODEL/ NEW SUB PANEL | SIBRIAN ELECTRIC INC | R | 1178 | 5 | 705 | BRODERICK ST |  | 1 | ISSUED | 2015-05-11
E201505048270 | 2015-05-04 | ADDITION OF RECEPTACLES IN KITCHEN AREA RECEPTACLES IN OFFICE AREA INSTALLATION OF NEW TRACK FIXTURES ONLY - 10 LIGHTS 10 SWITCHES 10 RECEPTACLES | J C ELECTRIC | C | 6530 | 27 | 1499 | VALENCIA ST |  |  | ISSUED | 2015-05-04
E201505128511 | 2015-05-12 | 1/F: TENANT IMPROVEMENT - 1-125AMP PANELBOARD 42 LIGHTS 12 SWITCHES 50 RECEPTACLES. | MADYSON CORP | C | 3510 | 57 | 1453 | MISSION ST |  |  | ISSUED | 2015-05-12
EW20150518141 | 2015-05-18 | REROUTING OF EXISTING CONDUITS DURING A SEISMIC RETROFIT. THE CONDUITS WILL BE RE ROUTED AROUND VARIOUS SEISMIC PIERS AND COLUMNS. | KOMAC ELECTRIC INC | C | 272 | 4 | 604 | BUSH ST |  | 1 | ISSUED | 2015-05-18
E201505128538 | 2015-05-12 | INSTALL L/V SECUIRTY SYSTEM INCLUDING 4 CAMERAS 4 GASSBREAKS AND 3 CARD READER DOORS. INCLUDING HEAD-END CONTROLLER AND POWER SUPPLIES. | CONVERGINT TECHNOLOGIES | C | 3914 | 1 | 111 | RHODE ISLAND ST |  |  | ISSUED | 2015-05-12
E201505148610 | 2015-05-14 | UPGRADE SERVICE TO 200AMP; TENANT IMPROVEMENT: NEW LIGHTS PLUGS SWITCHES. | I E GENERAL CONST INC | C | 5615 | 34 | 3295 | MISSION ST |  |  | ISSUED | 2015-05-14
E201505138556 | 2015-05-13 | INSTALL POWER FEEDER; 1EA: 30A/480V 3PH WITH NEW BREAKER; 11 CONTROL SWITCHES. SCISSOR LEFT CONTROL PANEL. | SHRADER MECHANICAL INC | C | 3535 | 41 | 2001 | MARKET ST |  |  | ISSUED | 2015-05-13
E201505018260 | 2015-05-01 | 1/F: ROUGH-IN AND TRIM FOR LED LIGHT FIXTURES AND PROVIDE OUTLETS FOR REFRIDGERATORS AND COFFEE COMPONENTS ETC: 28 LIGHTS 6 SWITCHES 20 RECEPTACLES 1 D/W. | CF CONTRACTING INC | C | 3508 | 1 | 1335 | MARKET ST |  |  | COMPLETE | 2015-05-22
E201505088433 | 2015-05-08 | INSTALL 4 GANG RECEPTACLES FROM (E) PANEL TO RADIO. INSTALL BALLAST & MOUNTED ANTENNAES. PULL FIBER CABLE FROM RADIO TO ANTENNAES. INSTALL SERVICE CABINET. | CHAMPION TELECOM INC | C | 3551 | 1 | 1940 | HARRISON ST |  |  | ISSUED | 2015-05-08
E201505048278 | 2015-05-04 | 3/F: REPLACING 47 (E) RECESSED CAN LIGHTS WITH NEW ONE; REPLACING (12) LINEAR LIGHTS WITH NEW ONE. | EVERGREEN PREMIER CONSTRUCTION INC. | C | 56 | 8 | 55 | FRANCISCO ST |  | THIRD | COMPLETE | 2015-05-11
E201505228801 | 2015-05-22 | INSTALL SPA CONTROL PANEL EZTOUCH; INSTALL SPA POOL LIGHT 110 VOLT - 1 LIGHT | APACHE POOLS INC | R | 542 | 9 | 1910 | GREEN ST | 0 |  | ISSUED | 2015-05-22
E201505118473 | 2015-05-11 | TO COMPLY WITH NOV#201523851: INSTALLATION OF POWER TO (3) PORTABLE BUILDINGS (3) 100AMP. | WESTEC ELECTRIC INC | C | 4167 | 3 | 898 | PENNSYLVANIA AV |  |  | COMPLETE | 2015-06-04
E201505088440 | 2015-05-08 | PENALTY ONLY | WESTEC ELECTRIC INC | C | 4167 | 3 | 898 | PENNSYLVANIA AV |  |  | ISSUED | 2015-05-11
E201505138547 | 2015-05-13 | REMODEL UNIT #107 ADD KITCHENETTE. ADD BATHROOM REWIRE UNIT UPGRADE SUB PANEL. 60 AMP #6 6 LIGHTS 4 SWTICHES 12 ERECEPTACLES 1 FANS 1 GARBAGE DISPOSAL 1 RANGE 1 SMOKE DETECTORS. | BOSS CONSTRUCTION INC. | R | 272 | 8 | 698 | BUSH ST |  | UNIT #107 | ISSUED | 2015-05-13
E201505218777 | 2015-05-21 | TO COMPLY WITH COMPLAINT #201534771 & 201542741: 16 LIGHTS 16 S WITCHES 25 RECEPTACLES 2 FANS 11 CIRCUITS 1 DISHWASHER 1 GARBAGE DISPOSAL 1 MICROWAVE 1 RANGE 3 SMOKE DETECTOIRS. | SEABEE CONSTRUCTION | R | 1361 | 23 | 3917 | CALIFORNIA ST |  | 1-2 FLOORS | ISSUED | 2015-05-21
E201505228813 | 2015-05-22 | REMOVE WET BAR CAP PLUMBING MOVE ONE OUTLET. | ARTISAN BUILDERS | R | 2623 | 177 | 4150 | 17TH ST | 10 |  | ISSUED | 2015-05-22
E201505228814 | 2015-05-22 | UPGRADE EXISTING ELECTRICAL SWITCHES OUTLETS ETC THROUGHOUT | BC UNITED CONSTRUCTION INC | R | 190 | 12 | 1314 | TAYLOR ST | 0 |  | ISSUED | 2015-05-22
E201505198732 | 2015-05-19 | TO OBTAIN A FINAL INSPECTION FOR WORK APPROVED FOR WORK APPROVED FOR WORK COMPLETED UNDER EXPIRED PERMITS EW20130826321 & PREVIOUS PERMIT E201209135119. HOMEOWNER'S PERMIT ISSUED PER COLLIN WING. NO WORK TO BE DONE ALL WORK IS COMPLETE. |  | R | 1148 | 10 | 52 | KITTREDGE TR |  |  | ISSUED | 2015-05-19