## issued_permits
PERMIT NUMBER | APPLICATION_CREATION_DATE | DESCRIPTION | CONTRACTOR COMPANY | OCC | BLOCK | LOT | STNO | STREET | UNIT | FLOOR | CURRENT STAGE | CURRENT STAGE DATE
EW201611021613 | 2016-11-02 | LOW VOLTAGE STRUCTURED CABLING - MA-16-4-18344-00 | CUPERTINO ELECTRIC INC. | R | 814 | 14 | 150 | VAN NESS AV |  | 0 | ISSUED | 2016-11-02
EW201611011575 | 2016-11-01 | 16 LIGHTS 4 SWITCHES 20 RECEPTACLES 20 CIRCUIT 2 FA DEVICES 16-4-17937-00 | CUPERTINO ELECTRIC INC. | C | 232 | 16 | 3 | EMBARCADERO CENTER * |  | 18 | ISSUED | 2016-11-01
EW201611031622 | 2016-11-03 | TI REMODEL | DECKER ELECTRIC CO INC | C | 259 | 26 | 555 | CALIFORNIA ST | 0 | 38 | ISSUED | 2016-11-03
EW201611161894 | 2016-11-16 | BATHROOM RE-MODEL | DECKER ELECTRIC CO INC | C | 3722 | 81 | 181 | 03RD ST | 0 | 1 | ISSUED | 2016-11-16
EW201611071693 | 2016-11-07 | ELECTRICAL WORK ON THE 29TH FLOOR | DECKER ELECTRIC CO INC | C | 288 | 32 | 333 | BUSH ST | 0 | 29 | ISSUED | 2016-11-07
EW201611111819 | 2016-11-11 | TWO OUTLETS AND INSPECTION REPAIRS | MCMILLAN BROS ELECTRIC | R | 322 | 3 | 516 | ELLIS ST |  | 2 | COMPLETE | 2016-11-17
EW201611151879 | 2016-11-15 | REPLACE VARIOUS LIGHT FIXTURES SWITCHES OUTLETS GFI'S ADD POWER OUTLETS FLOOR MONUMENTS RELOCATE SMOKE DETECTORS UPDATE FIRE ALARM | SIERRA ELECTRIC CO | C | 325 | 31 | 333 | OFARRELL ST |  | 2 | ISSUED | 2016-11-15
EW201611011578 | 2016-11-01 | NEW LIGHT FIXTURES AND RECEPTACLES | BRAYER ELECTRIC COMPANY | C | 291 | 6 | 582 | MARKET ST | 0 | 13 | ISSUED | 2016-11-01
E201611291342 | 2016-11-29 | INSTALL (1) ILLUMINATED SIGN FOR "WELLS FARGO" | MINA-TREE SIGNS INC | C | 281 | 3 | 832 | SUTTER ST |  |  | ISSUED | 2016-11-29
EW201611091741 | 2016-11-09 | PARTIAL FLOOR TENANT REMODEL @ SALESFORCE - 50 FREMONT STREET 10TH FLOOR | PAGANINI ELECTRIC CORP(SEE SIGNATORIES) | C | 3709 | 19 | 50 | FREMONT ST |  | 10 | ISSUED | 2016-11-09
EW201611091735 | 2016-11-09 | PARTIAL FLOOR TENANT REMODEL @ SALESFORCE - 50 FREMONT STREET 5TH FLOOR | PAGANINI ELECTRIC CORP(SEE SIGNATORIES) | C | 3709 | 19 | 50 | FREMONT ST |  | 5 | ISSUED | 2016-11-09
EW201611161906 | 2016-11-16 | MINOR RENOVATION OF EXISTING OFFICE SPACE INCLUDING FIXTURE RELOCATION AND FURNITURE CONNECTIONS @ CITADEL - 1 MARKET ST STEUART TOWER 24TH FLOOR | PAGANINI ELECTRIC CORP(SEE SIGNATORIES) | C | 3713 | 6 | 1 | MARKET ST |  | 24 | ISSUED | 2016-11-16
EW201611111825 | 2016-11-11 | ELEC AND LIFE SAFETY T.I. - EC1442 | C B F INC | C | 3708 | 174 | 555 | MARKET ST |  | 1 | ISSUED | 2016-11-11
EW201611091734 | 2016-11-09 | ELECTRICAL UPGRADES AND BUILDOUT EC1463 | C B F INC | C | 3721 | 1 | 100 | 01ST ST |  | 2250 | ISSUED | 2016-11-09
EW201611211954 | 2016-11-21 | EC1477: SUITE 2650 ELECTRICAL DEMO AND BUILDOUT | C B F INC | C | 3708 | 175 | 575 | MARKET ST |  | 2650 | ISSUED | 2016-11-21
EW201611011585 | 2016-11-01 | INSTALL (296) CABLES ON THE 23RD FLOOR FOR SALESFORCE - 63950 | METROPOLITAN ELECTRICAL CONSTRUCTION | C | 3709 | 006A | 50 | FREMONT ST |  | 23 | ISSUED | 2016-11-01
EW201611041655 | 2016-11-04 | INSTALL (520) ON THE 8TH FLOOR FOR WEWORKS - 63898 | METROPOLITAN ELECTRICAL CONSTRUCTION | C | 231 | 23 | 2 | EMBARCADERO CENTER * |  | 8 | ISSUED | 2016-11-04
EW201611011579 | 2016-11-01 | INSTALL (352) CABLES ON THE 15TH FLOOR FOR SALESFORCE - 63950 | METROPOLITAN ELECTRICAL CONSTRUCTION | C | 3709 | 006A | 50 | FREMONT ST |  | 15 | ISSUED | 2016-11-01
EW201611011573 | 2016-11-01 | INSTALL (195) CABLES ON THE 9TH FLOOR FOR SALESFORCE - 63838 | METROPOLITAN ELECTRICAL CONSTRUCTION | C | 3709 | 006A | 50 | FREMONT ST |  | 9 | ISSUED | 2016-11-01
E20161110997 | 2016-11-10 | INSTALL 3 STOP 950LB RESIDENTIAL ELEVATOR WIRING WIRING WITH 3 HALL STATIONS AND A 3 STOP CONTROLLER. | ACME HOME ELEVATOR INC. | R | 1343 | 11 | 20 | 16TH AV |  |  | ISSUED | 2016-11-10
E201611141051 | 2016-11-14 | REWIRE ENTIRE BUILDING 50 LIGHTS 35 SWITCHES 100 RECEPTACLES 7 FAN 2 DISHWASHER 2 GARBAGE DISPOSAL 1 MICROWAVE 9 SMOKE DETECTORS. | NEW STATE CONSTRUCTION INC | R | 0467A | 020B | 3437 | FILLMORE ST |  |  | ISSUED | 2016-11-14
E201611211231 | 2016-11-21 | RENEW PERMIT E201107116219 FOR FINAL INSPECTION | RIVERA CONSTRUCTION | R | 271 | 21 | 665 | PINE ST |  |  | COMPLETE | 2016-11-21
E201611291361 | 2016-11-29 | FINAL FOR ALL WORK COMPLETED UNDER E201210306285. | TOM CAN CONSTRUCTION | R | 0460A | 001B | 1617 | NORTH POINT ST |  |  | ISSUED | 2016-11-29
E20161104907 | 2016-11-04 | REMODEL ENTIRE HOUSE PLUS ADDITION. 1 UFFER GROUND 2 KITCHENS 3 BATHROOMS 1 POWDER ROOM | ROYAL LYON CONSTRUCTION | R | 2705 | 29 | 98 | CROWN TR |  |  | ISSUED | 2016-11-04
E201611171167 | 2016-11-17 | KITCHEN & BATH REMODELING UNIT # 34 4 LGIHTS 3 SWITCHES 8 RECEPTACLES 2 FANS 1 DISHWASHER 1 GARBAGE DISPOSAL | SURE INC. | R | 840 | 6 | 364 | PAGE ST |  |  | ISSUED | 2016-11-17
E201611211216 | 2016-11-21 | 1 KITCHEN 2 BATHRS LIVING ROOM DINING ROOM HALLWAY REMODELING AT 2/F. 3/F: UPGRADE WIRING FOR 4 BEDROOMS: NEW LIGHTS SWITCHES RECEPTACLES. | LEI'S CONSTRUCTION CO | R | 1625 | 22 | 638 | 20TH AV |  |  | ISSUED | 2016-11-21
E20161104895 | 2016-11-04 | REWIRE WHOLE HOUSE UPGRADE SERVICE PANEL TO 100AMP NEW LIGHTS PLUGS SWITCHES. | LEI'S CONSTRUCTION CO | R | 2307 | 8 | 2263 | 42ND AV |  |  | ISSUED | 2016-11-04
E201611211215 | 2016-11-21 | 1/F: ADD FAMLY ROOM 2 BEDROOMS 2 BATHROMS 1 MEDIA ROOM NEW LIGHTS SWITCHES RECEPTACLES. | LEI'S CONSTRUCTION CO | R | 2304 | 002J | 2291 | 45TH AV |  |  | ISSUED | 2016-11-21
EW201611201950 | 2016-11-20 | REPLACE MAIN FUSE UNIT WITH CIRCUIT BREAKER REPLACE FPE PANEL WITH NEW PANEL AND BREAKERS ADD SUB-PANEL FOR FUTURE EXPANSION ADD OUTLET FOR CAR CHARGER IN GARAGE NEW GROUNDING TO CURRENT CODE | B B J ELECTRIC INC | R | 2792 | 32 | 58 | GREENVIEW CT |  | 1 | ISSUED | 2016-11-20
EW201611232006 | 2016-11-23 | ADD HOUSE METER AND PANEL | LAI'S E & H ELECTRIC INC. | R | 1541 | 14 | 471 | 03RD AV |  | 1 | COMPLETE | 2016-12-01
EW201611111815 | 2016-11-11 | 100AMP TEM POWER SERVICE | LAI'S E & H ELECTRIC INC. | R | 1180 | 15 | 834 | DIVISADERO ST |  | 1 | ISSUED | 2016-11-11
EW201611101781 | 2016-11-10 | FIRE ALARM SYSTEM CHANGES DUE TO TENANT NEEDS. RELOCATING (2) FIRE ALARM DEVICES | AECO SYSTEMS INC | C | 8709 | 18 | 1500 | OWENS ST | 0 | 4 | ISSUED | 2016-11-10
EW201611091769 | 2016-11-09 | 80 WORKSTATIONS FOR MODULAR PARTITIONS ONLY. | SERVICE WEST INC | C | 266 | 9 | 1 | FRONT ST |  | 900 | COMPLETE | 2016-11-14
EW201611091763 | 2016-11-09 | 125 AMP OVERHEAD SERVICE WITH SOLAR CONNECTION | WELLS ELECTRICAL INC | R | 5967 | 18 | 337 | HARVARD ST |  | 1 | ISSUED | 2016-11-09
EW201611091760 | 2016-11-09 | UNIT 8: NEW KITCHEN NEW BATHROOM UPGRADE SUBPANEL | WELLS ELECTRICAL INC | R | 249 | 23 | 1575 | SACRAMENTO ST |  | 8 | ISSUED | 2016-11-09
EW201611171931 | 2016-11-17 | INSTALL NEW HVAC SUPPLY AND SERVICE DISCONNECT | WELLS ELECTRICAL INC | R | 3775 | 217 | 44 | SOUTH PARK * |  | 1 | COMPLETE | 2016-11-21
E201611291336 | 2016-11-29 | INSTALL 3 LIFE SAFETY DEVICES | A- C ELECTRICAL DESIGN INC | R | 3732 | 561 | 260 | 05TH ST |  |  | COMPLETE | 2016-12-12
EW201611081722 | 2016-11-08 | 10582-CONDUIT FOR COAX(CABLE INSTALLED BY OTHERS) FA MODULES 1 ANNUNCIATOR AND 1- 20AMP CIRCUIT. | ASF ELECTRIC INC | C | 3788 | 42 | 333 | BRANNAN ST |  | 0 | ISSUED | 2016-11-08
E20161109979 | 2016-11-09 | REWIRE HOUSE 40 LIGHTS 20 SWITCHES 40 RECEPTACLES 1 DISHWASHER 1 GARBAGE DISPOSAL 1 MICROWAVE. | KMH CONSTRUCTION COMPANY | R | 7272 | 8 | 419 | LAKESHORE DR |  |  | ISSUED | 2016-11-09
EW201611021618 | 2016-11-02 | 1ST FLOOR ON MARKET ST.- NEW LIGHTING POWER TITLE 24 TIMECLOCK LIFE SAFETY FIRE ALARM | E. J. WEBER ELECT.CO INC | C | 3708 | 56 | 525 | MARKET ST |  | 1 | ISSUED | 2016-11-02
EW201611111824 | 2016-11-11 | RUN 30 AMP PLUS 20 AMP CIRCUIT FOR ELEVATOR ROOM PLUS LIGHT AND PLUG | BENNETT ELECTRIC | R | 7234 | 001A | 704 | JUNIPERO SERRA BL |  | 1 | ISSUED | 2016-11-11
E201611231279 | 2016-11-23 | 200A SERVICE UPGRADE | FLASH ELECTRIC **CK ID****** | C | 7107 | 29 | 199 | FARALLONES ST |  |  | COMPLETE | 2016-11-30
EW201611221983 | 2016-11-22 | NEW PANEL 200AMP 6-METER SOCKET + KILL KNOB AND TUBE WIRING AND REWIRE 3 UNITS | B V ELECTRIC | R | 114 | 34 | 377 | UNION ST |  | 1 | ISSUED | 2016-11-22
E201611221243 | 2016-11-22 | UNITS 1151/1153/1155 SCOTT STREET: EACH UNIT: REPLACE (E) LIGHTS PLUGS RELOCATE SUBPANEL. OK RA | BASS ELECTRIC | C | 1128 | 1 | 1151 | SCOTT ST |  | BUILDING 17 | ISSUED | 2016-11-23
EW201611031637 | 2016-11-03 | C161180 | BEI CONSTRUCTION INC. | C | 3708 | 174 | 555 | MARKET ST |  | 12 | ISSUED | 2016-11-03
E201611231285 | 2016-11-23 | REWIRE HOUSE 100A PANEL 25 LIGHTS 15 SWITCHES 20 RECEPTACLES 3 FAN 1 DISHWASHER 1 GARBAGE DISPOSAL 1 MICROWAVE 1 RANGE 4 SMOKE DETECTORS. | FATIMA ELECTRIC | R | 3564 | 69 | 50 | POND ST |  |  | ISSUED | 2016-11-23
EW201611292056 | 2016-11-29 | MODULAR OFFICE FURNITURE INSTALLATION OF (19) WORK STATIONS ON THE 3RD FLOOR. | ADVANCED INSTALLATION SERVICES INC | C | 3708 | 95 | 560 | MISSION ST |  | 3 | ISSUED | 2016-11-29
EW201611071702 | 2016-11-07 | MODULAR COMMERCIAL FURNITURE INSTALLATION OF WORK STATIONS. | ADVANCED INSTALLATION SERVICES INC | C | 241 | 27 | 600 | CALIFORNIA ST | 0 | 4 | COMPLETE | 2016-11-09
E201611291335 | 2016-11-29 | REPLACE BATHROOM LIGTHT FIXTURE | GOODLIFE KITCHENS | R | 2993 | 64 | 20 | SHERWOOD CT |  |  | ISSUED | 2016-11-29
E201611101008 | 2016-11-10 | INSTALL 200A UFER GROUND | MUTUAL SEIKO CONSTRUCTION | R | 1740 | 16 | 1271 | 10TH AV |  |  | ISSUED | 2016-11-10
E201611281301 | 2016-11-28 | CELL SITE ADJACENT TO 943 GEARY STREET: ADDITION OF METER ANTENNA AND ASSOCIATED LOW VOLTAGE TELECOM EQUIPMENT TO EXISTING LIGHT POLE. | CBA SITE SERVICES INC. | C | 9999 | 999 | 999 | UNKNOWN * |  |  | ISSUED | 2016-11-28
EW201611021621 | 2016-11-02 | INSTALL NEW WIRING FOR A KITCHEN REMODEL INSTALL ONE NEW SUBPANEL IN HALLWAY | MORENO ELECTRIC CO. | R | 1009 | 23 | 3441 | CLAY ST |  | 2 | ISSUED | 2016-11-02
EW201611151880 | 2016-11-15 | 1- APARMENT UNIT RE WIRE BEDROOM LIVING ROOM BATHROOM KITCHEN RE RUN AND RELOCTE 60 AMPS SUB PANEL IN HALLWAY | TORRES ELECTRIC | R | 3643 | 62 | 241 | BARTLETT ST | 0 | 2 | ISSUED | 2016-11-15
EW201611211958 | 2016-11-21 | REMODELING OF KITCHEN DINING ROOM FAMILY ROOM SMALL BATHROOM PANEL REPLACEMENT AND LIGHTS FOR NEW DECK. | CHASOV ELECTRICAL VOICE & DATA | R | 1633 | 39 | 646 | 12TH AV |  | 1 | ISSUED | 2016-11-21
E20161109993 | 2016-11-09 | LEGALIZE UNIT 3 LIGHTS 2 SWITCHES 6 RECEPTACLES. | LIGHTHOUSE ELECTRIC | R | 1089 | 35 | 400 | ANZA ST |  |  | COMPLETE | 2016-11-18
E20161109994 | 2016-11-09 | TI 40 LIGHTS 30 SWITCHES 80 RECEPTACLES 4 FANS 1 DISHWASHER 1 MICROWAVE. | LIGHTHOUSE ELECTRIC | C | 3554 | 7 | 3000 | 16TH ST |  |  | ISSUED | 2016-11-09
E201611291329 | 2016-11-29 | REMODEL KITCHEN AND BATHROOM ADD NEW SUBPANEL 4 LIGHTS 6 SWITCHES 6 RECEPTACLES 1 FAN 1 DISHWASHER 1 GARBAGE DISPOSAL 1 MICROWAVE 1 RANGE 2 SMOKE DETECTORS.799775 | ELECTRICAL GROUP INC | R | 0486A | 32 | 85 | TOLEDO WY |  | UNIT #2 | ISSUED | 2016-11-29
EW201611151883 | 2016-11-15 | MASTER BADROOM REMODLE | A & K ELECTRIC | R | 4161 | 86 | 906 | WISCONSIN ST | 0 | 3 | ISSUED | 2016-11-15
EW201611021596 | 2016-11-02 | FIRE ALARM LIKE FOR LIKE UPGRADE WITH LIFE SAFETY WITNESS TEST | SAN FRANCISCO FIRE PROTECTION | R | 1127 | 54 | 1826 | EDDY ST | 1 | 0 | ISSUED | 2016-11-02
EW201611031642 | 2016-11-03 | FIRE ALARM SYSTEM ADD-ON PHASE 4 | SAN FRANCISCO FIRE PROTECTION | R | 40 | 18 | 227 | BAY ST |  | 0 | ISSUED | 2016-11-03
EW201611211957 | 2016-11-21 | INSTALL NEW REPLACEMENT 125A ELECTRICAL SERVICE | EARTH STAR ELECTRIC | R | 6409 | 4 | 842 | PARIS ST |  | 0 | COMPLETE | 2016-12-06
EW201611041660 | 2016-11-04 | REMOVE FLEX CONDUIT AND INSTALL EMT CONDUIT | BAY ELECTRIC | R | 339 | 3 | 111 | TAYLOR ST |  | 1 | ISSUED | 2016-11-04
EW201611221991 | 2016-11-22 | INSTALL 400 A ELECTRICAL SERVICE 7 METERS AND 7 SUBPANELS | Y G ELECTRIC INC | R | 3519 | 41 | 335 | 10TH ST |  | 1 | COMPLETE | 2016-11-30
EW201611031646 | 2016-11-03 | ADD 4 NEW RECEPTACLES ON ONE NEW ARC FAULT 15 AMP CIRCUIT | WIES ELECTRIC | R | 2453 | 5 | 2670 | 44TH AV |  | 1 | COMPLETE | 2016-11-08
E201611291339 | 2016-11-29 | REMODEL KITCHEN AND DINING ROOM 5 LTS 4 SWITCHES 18 RECEPTS | ZHOU ELECTRICAL CO | R | 6477 | 15 | 186 | CONCORD ST |  |  | ISSUED | 2016-11-29
EW201611021612 | 2016-11-02 | UPGRADE EXISTING 100-AMP SINGLE PHASE ELECTRICAL SERVICE TO 200-AMP SINGLE PHASE. ONE COMMERCIAL METER AND TWO RESIDENTIAL METERS. | EDAM'S ELECTRIC INC. | C | 3609 | 25 | 3278 | 21ST ST |  | 1 | ISSUED | 2016-11-02
EW201611221969 | 2016-11-22 | INSTALLATION OF A FIRE ALARM SYSTEM INCLUDING: NEW FIRE ALARM CONTROL PANEL SMOKE DETECTOR(S) PULL STATION BY FACP NOTIFICATION DEVICES SPACED THROUGH-OUT PER CODE AND INPUT MODULES TO MONITOR ALL WATER FLOW AND TAMPER DEVICES. | CRIME WATCH SECURITY SYSTEMS INC | R | 3518 | 20 | 241 | 10TH ST |  | 1 | ISSUED | 2016-11-22
EW201611101789 | 2016-11-10 | INSTALL 4 NEW OUTLETS IN BAR AREA. SAFE OFF OLD WIRING. | CORISH ELECTRIC CORPORATION | C | 6601 | 1 | 1550 | CHURCH ST | 0 | 1 | ISSUED | 2016-11-10
E201611221246 | 2016-11-22 | COMPLETELY NEW WIRING THROUGHOUT ENTIRE HOME KITCHEN 2 BATHS LAUNDRY INSTALLING RECESSED LED LIGHTS SWITCHES AND RECEPTACLES 200 AMP SERVICE UPGRADE | BOB WRIGHT ELECTRIC | R | 2959 | 7 | 234 | TERESITA BL |  |  | ISSUED | 2016-11-22
E201611171163 | 2016-11-17 | CC AND FINAL FOR ALL WORK COMPLETED UNDER PERMIT E201504278110 | FIRM CONSTRUCTION COMPANY | R | 3609 | 42 | 907 | VALENCIA ST |  |  | ISSUED | 2016-11-30
EW201611171920 | 2016-11-17 | INSTALL CONDUIT AND WIRES FOR DATA/TV LOW VOLTAGE | JALILIE ELECTRIC INC /RIDGEWAY ELECTRIC | C | 343 | 32 | 25 | TAYLOR ST |  | 1 | ISSUED | 2016-11-17
EW201611011563 | 2016-11-01 | BATHROOM REMODEL. BACK SUN ROOM REMODEL | AW ELECTRICAL INC | R | 1189 | 25 | 27 | CLAYTON ST |  | 2 | ISSUED | 2016-11-01
EW201611081728 | 2016-11-08 | INSTALL NEW LIGHTING IN BEDROOM | AW ELECTRICAL INC | R | 3745 | 536 | 338 | SPEAR ST | 22 | 22 | ISSUED | 2016-11-08
E20161101810 | 2016-11-01 | REMODEL (E) KITCHEN BUILD SEPERATE UNIT ON GROUND FLOOR INCLUDES 1 BATH ONE KITCHEN & BEDROOM INSTLAL UFER WIRE 30 LIGHTS 15 SWITCHES 20 RECEPTACLES 1 FANS 1 DISHWASHER 1 GARBAGE DISPOSAL 1 MICORWAVE 1 RANGE 2 SMOKE DETECTORS | LARA CONSTRUCTION (KALIX INC) | R | 1667 | 24 | 4820 | FULTON ST |  |  | ISSUED | 2016-11-01
E20161109987 | 2016-11-09 | REPLACING LIGHING FIXTURES WITH NEW. 16 LIGHTS 7 SWITCHES AND 12 RECEPTACLE | MODERN CONSTRUCTION INC | C | 3514 | 30 | 1663 | MISSION ST |  |  | ISSUED | 2016-11-09
E20161102838 | 2016-11-02 | INSTALL UFER GROUND | R & D CONSTRUCTION CO INC | R | 5643 | 33 | 112 | VIRGINIA AV |  |  | ISSUED | 2016-11-02
E201611151098 | 2016-11-15 | PROVIDE ELECTRICAL FOR 2 BATHROOMS 4 LTS 8 SWITCHES 2 RECEPTS 2 SMOKE DETECTS 2 FANS | TECHPRO BUILDERS INC | R | 2315 | 23 | 2445 | RIVERA ST |  |  | ISSUED | 2016-11-15
EW201611041662 | 2016-11-04 | WIRE FIVE BEDROOMS CEILING LIGHTS AND SWITCHES - 2 X AFCI CIRCUIT | ELECTRO INTEGRITY | R | 6513 | 47 | 1235 | GUERRERO ST |  | 1 | COMPLETE | 2016-12-08
EW201611061686 | 2016-11-06 | WIRE BRANCH CIRCUITS AND NEW RECESSED LIGHTS IN LIVING ROOM DINING ROOM AND TWO OFFICES 40 AMPS SUB-PANEL | ELECTRO INTEGRITY | R | 2702 | 10 | 222 | DANVERS ST |  | 1 | ISSUED | 2016-11-06
E20161103864 | 2016-11-03 | SOLAR: PLAN 1067 16 PV MODS 345 WATTS PER MOD 5.520 = DC KW SYSTEM | LUMINALT ENERGY CORPORATION | R | 1760 | 37 | 1354 | 06TH AV |  |  | COMPLETE | 2016-11-29
E20161103863 | 2016-11-03 | SOLAR: PLAN 1069 19 PV MODS 360 WATTS PER MOD NEW 125 AMP SUBPANEL 6.840 = DC KW SYSTEM | LUMINALT ENERGY CORPORATION | R | 6760 | 10 | 164 | HAMERTON AV |  |  | ISSUED | 2016-11-03
EW201611221993 | 2016-11-22 | KITCHEN AND BATH REMODEL. NEW SUB PANEL. | BRENDAN MOLONY ELECTRIC | R | 3654 | 2 | 1058 | SANCHEZ ST |  | 2 | ISSUED | 2016-11-22
EW201611011554 | 2016-11-01 | REWIRE OF TWO BATHROOMS | KEVIN REILLY ELECTRIC | R | 1061 | 57 | 105 | PALM AV | 8 | 8 | ISSUED | 2016-11-01
E20161102837 | 2016-11-02 | APT 3410: REMODEL KITCHEN & BATHROOM IN-KIND. NEW LIGHTS SWITCHES RECEPTACLES. | REGENCY GENERAL CONTRACTORS INC | R | 32 | 2 | 260 | BAY ST |  |  | ISSUED | 2016-11-02
EW201611292074 | 2016-11-29 | INSTALL 12 ROOF MOUNTED 270W MODULES WITH 215W ENPHASE MICRO-INVERTERS. - 12 ROOF-MOUNTED SOLAR PV MODULES 270 WATTS PER MODULE 12 INTERACTIVE INVERTER TOTAL NO. OF RATING 2.58 KW. | GRID ALTERNATIVES | R | 5399 | 33 | 201 | WATERVILLE ST |  | 2 | ISSUED | 2016-11-29
E201611141043 | 2016-11-14 | INSTALL ELECTRICAL FOR RESIDENTIAL ELEVATOR. | MCKINLEY ELEVATOR CORP | R | 3048 | 15 | 1150 | MONTEREY BL |  |  | ISSUED | 2016-11-14
EW201611181946 | 2016-11-18 | INSTALL (14) ROOF MOUNTED SOLAR PANELS. (3.64KW) INSTALL NEW SERVICE PANEL. (125A) - 14 ROOF-MOUNTED SOLAR PV MODULES 260 WATTS PER MODULE 1 INTERACTIVE INVERTER TOTAL NO. OF RATING 3 KW. | SOLARCITY CORPORATION | R | 3063 | 29 | 195 | MELROSE AV |  | 2 | ISSUED | 2016-11-18
EW201611051677 | 2016-11-05 | INSTALL (10) ROOF MOUNTED SOLAR PANELS. (2.6KW) - 10 ROOF-MOUNTED SOLAR PV MODULES 260 WATTS PER MODULE 1 INTERACTIVE INVERTER TOTAL NO. OF RATING 2.6 KW. | SOLARCITY CORPORATION | R | 2014 | 001A | 1707 | 35TH AV |  | 2 | ISSUED | 2016-11-05
EW201611051679 | 2016-11-05 | INSTALL (11) ROOF MOUNTED SOLAR PANELS. (2.86KW) - 11 ROOF-MOUNTED SOLAR PV MODULES 260 WATTS PER MODULE 1 INTERACTIVE INVERTER TOTAL NO. OF RATING 2.86 KW. | SOLARCITY CORPORATION | R | 6123 | 29 | 109 | DWIGHT ST |  | 2 | ISSUED | 2016-11-05
EW201611101793 | 2016-11-10 | KITCHEN AND SUN ROOM INSPECTI | DI LUZIO INC. | R | 2617A | 14 | 80 | ASHBURY TR |  | 1 | CANCELLED | 2016-11-15
EW201611091778 | 2016-11-09 | RELOCATION LIGHT/OUTLETS ON EXISTING CIRCUIT FOR HALL WAY. | 328 CONSTRUCTION | R | 226 | 26 | 715A | COMMERCIAL ST |  | 1 | ISSUED | 2016-11-09
EW201611231994 | 2016-11-23 | BATHROOM REMODEL REUSE EXISTING DELICATED CIRCUITS | NORTH COAST ELECTRIC | R | 1269 | 212 | 1015 | ASHBURY ST | 1 | 1 | ISSUED | 2016-11-23
E20161108959 | 2016-11-08 | UPGRADE WIRING IN HOUSE 51 LIGHTS 12 SWITCHES 11 RECEPTACLES 2 FANS. | HOME GENERAL CONTRACTORS | R | 3041 | 37 | 43 | SAN JACINTO WY |  |  | ISSUED | 2016-11-08
E201611211233 | 2016-11-21 | ADD NEW BATHROOM AND ENTERTAINMENT ROOM 8 LIGHTS 5 SWITCHES 15 RECEPTACLES 1 FAN. | MZ CONSTRUCTION COMPANY | R | 6786 | 5 | 31 | CAYUGA AV |  |  | ISSUED | 2016-11-21
E20161104904 | 2016-11-04 | UNIT 1203: KITCHEN & 2 BATH REMODEL; 12 LIGHTS 8 SWITCHES 12 RECEPTACLES 2 FANS 1 DISHWASHER 1 GARBGE DISPOSAL 1 MICROWAVE 1 RANGE 2 SMOKE DETECTORS | GOOD NEIGHBOR CONSTRUCTION | R | 0627A | 91 | 2200 | SACRAMENTO ST | 1203 |  | ISSUED | 2016-11-04
EW201611081719 | 2016-11-08 | INSTALLATION OF 41 MODULAR WORKSTATIONS | ALL MODULAR SYSTEMS INC. | C | 3711 | 19 | 215 | MARKET ST |  | 6 | COMPLETE | 2016-11-17
EW201611111821 | 2016-11-11 | INSTALLATION OF 90 MODULAR WORKSTATIONS | ALL MODULAR SYSTEMS INC. | C | 228 | 38 | 475 | SANSOME ST |  | 15 | ISSUED | 2016-11-11
EW201611041664 | 2016-11-04 | FOR: ACAAI SHOW DAYS 11/10-14/16 MOSCONE WEST SHOW #426726 | FREEMAN DECORATING SERVICES INC | C | 3724 | 36 | 800 | HOWARD ST |  | 1 | COMPLETE | 2016-11-07
E20161108974 | 2016-11-08 | FULL ELECTRICAL UPGRADE WITH SUB-PANEL 8 LTS 6 SWITCHES 10 RECEPTS 1 GAR DISP 3 SMOKE DETECTS | PALMERA CONSTRUCTION CO**SEE NOTES** | R | 3572 | 017A | 2023 | FOLSOM ST |  |  | ISSUED | 2016-11-08
E20161108973 | 2016-11-08 | UNIT 10 FULL ELECTRICAL UPGRADE WITH SUB-PANEL 8 LTS 6 SWITCHES 16 RECEPTS 3 SMOKE DETECTS | PALMERA CONSTRUCTION CO**SEE NOTES** | R | 1245 | 1 | 1501 | HAIGHT ST |  |  | ISSUED | 2016-11-08
E20161103867 | 2016-11-03 | 54 TERMINATION OF CAT6 CABLES INSTALLED BY OTHERS. CROSSPOINT REALTY AS TENANT. 3RD FLOOR | XL COMMUNICATIONS INC | C | 237 | 1 | 303 | SACRAMENTO ST |  |  | ISSUED | 2016-11-03
E201611231287 | 2016-11-23 | REMODEL UNIT #12 KITCHEN & BATHROOM. 8 LIGHTS 6 SWITCHES 10 RECEPTACLES & 1 MICROWAVE. | B-SIDE INC. | R | 273 | 001D | 835 | PINE ST | 0 | 2ND FL | ISSUED | 2016-11-23
E201611151087 | 2016-11-15 | TI FOR COMMERCIAL SPACE INSTALL 200A SUBPANEL 8 LIGHTS 6 SWITCHES 15 RECEPTACLES 1 FAN 1 RANGE. | DAUNELL ELECTRIC | C | 2412 | 34 | 345 | TARAVAL ST |  |  | ISSUED | 2016-11-15
E201611181199 | 2016-11-18 | SURVEY ONLY | D A W ELECTRIC INC | C | 3722 | 19 | 186 | 02ND ST |  |  | COMPLETE | 2016-11-29
EW201611181938 | 2016-11-18 | INSTALL (2) CAT 6 CABLES FROM THE SERVER ROOM TO 10 WORKSTATIONS ON THE 6TH FLOOR. | I M G TECHNOLOGIES INC | C | 231 | 23 | 201 | CLAY ST |  | 640 | ISSUED | 2016-11-18
E201611151100 | 2016-11-15 | REMODEL (E) BATROOM NEW 20AMP CKT & TOWEL WARMER INSTALL GFCIS IN KITCHEN INSTLAL & REPLACE APPLIANCES IN KITCHEN 2 LIGHTS 2 SWITCHES 6 RECEPTACLES 1 FAN 1 DISHWASHER 1 GARBAGE DISPOSAL 1 RANGE 2 SMOKE DETECTORS | MICHAEL E MIRANDA GENERAL CONTRACTOR | R | 653 | 15 | 2262 | PINE ST |  |  | ISSUED | 2016-11-15
EW201611071697 | 2016-11-07 | INSTALLATION OF HVAC CONTROLS IN LOBBY | TRINITY E M C S INC. | R | 238 | 1 | 275 | BATTERY ST |  | 1 | COMPLETE | 2016-12-12
EW201611211966 | 2016-11-21 | SOLAR: INSTALL 14 ROOF MOUNTED SOLAR PV MODULES 14 INVERTES 290 W/MOD 14 INTERACTIVE INVERTERS AT 250 TOTAL RATING OF 4.0 KW - 14 ROOF-MOUNTED SOLAR PV MODULES 290 WATTS PER MODULE 14 INTERACTIVE INVERTER TOTAL NO. OF RATING 4 KW. | Y MIKUMO CO. | R | 5341 | 003A | 1522 | SHAFTER AV |  | 1522 | ISSUED | 2016-11-21
E201611161129 | 2016-11-16 | 1ST FLR - ADD 2 BATHS 2 BEDROOMS AND A FAMILY ROOM. 2ND FLOOR - REMODEL KITCHEN AND 2 BATH AND ADD 1 FULL BATH | R E CARPET INC | R | 1500 | 14 | 567 | 44TH AV |  |  | ISSUED | 2016-11-16
E201611181202 | 2016-11-18 | SOLAR: INSTALL 16 ROOF MOUNTED PV MODS 320W/MOD 5.12KW TOTAL RATING. PLAN 1084. | SWANROCK INC. DBA: SKYTECH SOLAR | R | 7548 | 23 | 40 | SUSSEX ST |  |  | ISSUED | 2016-11-18
EW201611221987 | 2016-11-22 | INSTALLATION OF A SOLAR PV SYSTEM. - 5 ROOF-MOUNTED SOLAR PV MODULES 280 WATTS PER MODULE 5 INTERACTIVE INVERTER TOTAL NO. OF RATING 1.4 KW. | SWANROCK INC. DBA: SKYTECH SOLAR | R | 3579 | 29 | 3649 | 17TH ST |  | 0 | ISSUED | 2016-11-22
EW201611161893 | 2016-11-16 | WIRES REMOVED TO INSTALL NEW SIDDING. REPLACE EXISTING CABLES AND ADD X4 NEW OUT DOOR LIGHTS | PAURIC ELECTRIC | R | 4078 | 5 | 2620 | 20TH ST |  | 1 | ISSUED | 2016-11-16
E20161102822 | 2016-11-02 | CC AND FINAL FOR ALL WORK COMPLETED UNDER PERMIT EW20140526264. | BURRADELL CONSTRUCTION INC | R | 2959 | 41 | 168 | EVELYN WY |  |  | COMPLETE | 2016-11-16
E201611161115 | 2016-11-16 | 2/F: AMEND E201609229931 - ADDRESS CORRECTION & INSTALL L/V DATA CABLE WIRES. | J M LIGHTING DESIGN INC | C | 3729 | 58 | 237 | 09TH ST |  |  | ISSUED | 2016-11-16
EW201611011592 | 2016-11-01 | INSTALL 17) IC RATED LOW VOLTAGE CANS INSTALL 2 CEILING BOXES INSTALL 1) SCOUNCE | KALT ELECTRIC | R | 4031 | 34 | 640 | DE HARO ST |  | 3 | COMPLETE | 2016-12-12
E20161104890 | 2016-11-04 | UPGRADE ELECTRICAL IN KITCHEN 15 LIGHTSM 6 SWITCHES 15 RECEPTACLES 1 FANS 1 GARBAGE DISPOSAL 3 SMOK DETECTORS. | MASTER ELECTRIC CORPORATION | R | 1465 | 001B | 423 | 33RD AV |  |  | ISSUED | 2016-11-04
EW201611292053 | 2016-11-29 | INSTALL (180) DATA CABLES. | MCMILLAN DATA COMMUNICATIONS | C | 3705Z | 4 | 22 | 04TH ST |  | 16 | ISSUED | 2016-11-29
EW201611292051 | 2016-11-29 | INSTALL 94 DATA CABLES. | MCMILLAN DATA COMMUNICATIONS | C | 3705Z | 4 | 22 | 04TH ST |  | 15 | ISSUED | 2016-11-29
E201611221256 | 2016-11-22 | CORRECT 3R REPORT CC-8144 | POLR ELECTRIC | R | 4095 | 57 | 861A | RHODE ISLAND ST |  |  | COMPLETE | 2016-12-06
E20161104887 | 2016-11-04 | SOLAR: INSTALL 17 ROOF MOUNTED PV MODS 260W/MOD 4.42KW TOTAL RATING. PLAN 1064. | ALL BAY SOLAR | R | 7272 | 47 | 306 | COUNTRY CLUB DR |  |  | ISSUED | 2016-11-04
E20161104886 | 2016-11-04 | SOLAR: INSTALL 19 ROOF MOUNTED PV MODS 345W/MOD NEW SUBPANEL 6.555KW TOTAL RATING. PLAN 1047. | ALL BAY SOLAR | R | 562 | 16 | 2652 | PIERCE ST |  |  | COMPLETE | 2016-11-28
E201611171145 | 2016-11-17 | 2ND FLOOR LOW VOLTAGE - NETWORK WIRING | CHRISTENSON COMMUNICATIONS | C | 3554 | 7 | 3004 | 16TH ST |  |  | ISSUED | 2016-11-17
EW201611101795 | 2016-11-10 | REPLACE ELECTRICAL 100AMP SUB-PANEL AT UNIT B 207 | GREEN TECH ELECTRIC SOLUTIONS | C | 1737 | 9 | 1201 | FUNSTON AV | 0 | 207 | ISSUED | 2016-11-10
E201611181186 | 2016-11-18 | REWIRE HOUSE 200A SERVICE UPGRADE 40 LIGHTS 12 SWITCHES 40 RECEPTACLES 3 FAN 1 DISHWASHER 1 GARBAGE DISPOSAL 1 RANGE 8 SMOKE DETECTORS. | J5 REAL ESTATE & DEVELOPMENT CO | R | 5623 | 18 | 199 | MOULTRIE ST |  |  | ISSUED | 2016-11-21
EW201611111826 | 2016-11-11 | KITCHEN REMODEL WITH 2 BRANCH CIRCUITS GARBAGE DISPOSAL DISHWASHER MICROWAVE REFER STOVE HOOD FAN WINE COOLER AND RECESSED LIGHTING. BEDROOM CLOSET LIGHT. | KEVIN WHITE ELECTRIC INC | R | 4079 | 35 | 2601 | 19TH ST | 0 | 1 | ISSUED | 2016-11-11
E201611171176 | 2016-11-17 | REWIRING KITCHEN AND GROUND FLOOR BATHROOM 6 LTS 2 SWITCHES 10 RECEPTS 1 GAR DISP 10 DISHWASHERS | SIERRA CONSTRUCTION | R | 4160 | 14 | 972 | CAROLINA ST |  |  | ISSUED | 2016-11-17
EW201611292072 | 2016-11-29 | FULL REMODEL OF SINGLE FAMILY HOME | URBAN ENERGY | R | 2349 | 38 | 2308 | 21ST AV |  | 1 | ISSUED | 2016-11-29
E201611291330 | 2016-11-29 | SOLAR: INSTALL 432 ROOF MOUNTED PV MODS 365W/MOD 157.68KW TOTAL RATING NEW SUBPANEL 150KVA TRANSFORMER PLAN 1017. | ENERGY ENDEAVORS DBA: WESTCOAST ENERGY | C | 253 | 20 | 1111 | CALIFORNIA ST |  |  | ISSUED | 2016-11-29
EW201611021597 | 2016-11-02 | RUN LOW VOLTAGE WIRE FOR FIRE ALARM NOTIFICATION DEVICES. | H C I SYSTEMS INC | C | 40 | 17 | 295 | BAY ST | 0 | 1 | COMPLETE | 2016-11-04
E201611181185 | 2016-11-18 | REAR EXTENSION 2 NEW BEDROOMS INSTALL & WIRE 8 FIXTURES 10 LTS 20 SWITCHES 40 RECEPTS 4 SMOKE DETECTS | INTEGRITY GENERAL CONSTRUCTION INC | R | 1687 | 17 | 878 | 45TH AV |  |  | ISSUED | 2016-11-18
EW201611272019 | 2016-11-27 | EXISTING KITCHEN CIRCUITS ARE NEW. WE RELOCATED THE EXISTING OUTLETS AND SWITCHES ACCORDING TO NEW CABINET LAYOUTS. ALSO INSTALLED 1 NEW WALL SCONCE IN THE KITCHEN. | A & S ELECTRIC LLC | R | 975 | 27 | 3042 | JACKSON ST | 4 | 2 | ISSUED | 2016-11-27
E201611141057 | 2016-11-14 | KITCHEN REMODEL & BATHROOM REMODEL 6 CFI'S 2 LIGHTS 3 SWITCHES 4 RECEPTACLES 1 GARBAGE DISPOSAL 1 MICROWAVE 1 SMOKE DETECTORS IN UNIT # 604 | KADIMA-SCHOEPP INC | R | 1476 | 19 | 250 | POINT LOBOS AV | 0 |  | ISSUED | 2016-11-14
EW201611181942 | 2016-11-18 | U-FER GROUND INSTALLATION | ICP ELECTRIC CORP | R | 5716 | 14 | 343 | BENNINGTON ST |  | 1 | COMPLETE | 2016-11-23
E201611101016 | 2016-11-10 | PER CORRECTION NOTICE 201607122054 UPGRADE BATHROOM AND KITCHEN 8 LIGHTS 4 SWITCHES 6 RECEPTACLES 1 FAN 1 DISHWASHER 1 GARBAGE DISPOSAL 1 MICROWAVE. | DAN CAN HANDYMAN SERVICES | R | 1812 | 34 | 1442 | 42ND AV |  |  | ISSUED | 2016-11-10
E20161102839 | 2016-11-02 | APT 1513: KITCHEN & BATHROOM RENOVATION. NEW PLUGS LIGHTS SWITCHES. NEW SUBPANEL. | NOMELLINI CONSTRUCTION * ASK FOR ID * | R | 337 | 20 | 350 | TURK ST |  |  | ISSUED | 2016-11-03
E20161101797 | 2016-11-01 | UPGRADE MAIN PANEL TOTAL OF 3 SETS **CHIEF ELECTRICAL INSPECTOR IS PERMITING 2 YEARS FOR ELECTRICAL ASPECT OF WORK TO BE COMPLETED. PERMIT VALID FOR 2 YEARS** | Y & C ELECTRICAL.COM | C | 754 | 28 | 1175 | STEINER ST |  |  | ISSUED | 2016-11-01
E20161109988 | 2016-11-09 | UFER GROUND | Y & C ELECTRICAL.COM | R | 1181 | 10 | 1228 | GROVE ST |  |  | COMPLETE | 2016-11-16
E201611151108 | 2016-11-15 | UFER GROUND | Y & C ELECTRICAL.COM | R | 248 | 1 | 1155 | LEAVENWORTH ST |  |  | COMPLETE | 2016-11-28
EW201611101805 | 2016-11-10 | ELECTRICAL OUTLETS IN NEW WORK STATIONS | VERTEX OFFICE SOLUTIONS | C | 3721 | 1 | 100 | 01ST ST |  | 300 | ISSUED | 2016-11-10
E201611141073 | 2016-11-14 | UNIT 1601: KITCHEN & BATHROOM REMODEL. MOVE SUBPANEL FROM KITCHEN TO BEDROOM. | ROGERS ELECTRIC | R | 0298C | 52 | 666 | POST ST | 1601 |  | ISSUED | 2016-11-14
E201611181198 | 2016-11-18 | APT #T2-1512: REPLACE (E) 4 LIGHTS 8 SWITCHES 20 RECEPTACLES 1 D/W G/D 1 M/W 1 RANGE. | PS2 INC | R | 731 | 20 | 1510 | EDDY ST | 0 |  | ISSUED | 2016-11-18
E201611181196 | 2016-11-18 | APT #T3-1002: REPLACE (E) 4 LIGHTS 8 SWITCHES 20 RECEPTACLES 1 D/W G/D 1 M/W 1 RANGE. | PS2 INC | R | 750 | 19 | 1420 | TURK ST |  |  | ISSUED | 2016-11-18
E201611181197 | 2016-11-18 | APT #T1-305: REPLACE (E) 4 LIGHTS 8 SWITCHES 20 RECEPTACLES 1 D/W G/D 1 M/W 1 RANGE. | PS2 INC | R | 726 | 23 | 1755 | OFARRELL ST |  |  | ISSUED | 2016-11-18
E201611221253 | 2016-11-22 | APT 201: KITCHEN & BATHROOM REMODEL. REPLACE (E) PLUGS LIGHTS SWITCHES. | PS2 INC | R | 280 | 11 | 952 | SUTTER ST |  |  | ISSUED | 2016-11-22
E20161109983 | 2016-11-09 | ADD 1 FULL BATH AND REMODEL EXISTING KITCHEN & BATHROOM ON 2ND FLOOR ADD 6 RECESS LIGHTS ON 2ND FLOOR LIVING ROOM 15 LTS 8 SWITCHES 7 RECEPTS 1 GAR DISP 1 RANGES 3 SMOKE DETECTS 3 FANS 1 DISHWASHERS | SKYY BUILDERS INC | R | 2142 | 019A | 2050 | 23RD AV |  |  | ISSUED | 2016-11-09
E20161104901 | 2016-11-04 | SOLAR: INSTALL 18 ROOF MOUNTED PV MODS 125A SOLAR LOAD CENTER 345W/MOD 6.210KW TOTAL RATING. PLAN 1038. | SEMPER SOLARIS CONSTRUCTION INC | R | 3048 | 14 | 1100 | MONTEREY BL |  |  | ISSUED | 2016-11-04
EW201611041666 | 2016-11-04 | INSTALL TESLA HPWC ON DEDICATED CIRCUIT 240V - 50AMP. INSTALL NEW SUB PANEL | NIJSSEN ELECTRIC | R | 634 | 54 | 2526 | CALIFORNIA ST |  | 1 | COMPLETE | 2016-12-02
EW201611091749 | 2016-11-09 | INSTALL A TESLA WALL CONNECTOR ON A DEDICATED CIRCUIT 240V - 50 AMP ADD A NEW SUBPANEL | NIJSSEN ELECTRIC | R | 1932 | 43 | 1616 | 12TH AV |  | 1 | ISSUED | 2016-11-09
E20161101814 | 2016-11-01 | BATHROOM REMODEL INSTALL 1 SUBPANEL 3 CKTS 6 LIGHTS 8 SWITCHES 7 RECEPTACLES 1 SMOKE DETECTOR 1 HYDRO MASSAGE TUB. | PERRIN CONSTRUCTION | R | 3655 | 61 | 512 | ELIZABETH ST |  |  | ISSUED | 2016-11-01
E201611231274 | 2016-11-23 | SOLAR: PLAN 1075 15 PV MODS 315 WATTS PER MOD MAIN PANEL 125 AMPS SERVICE UPGRADE 4.725 = DC KW SYSTEM | 360 MANAGEMENT GROUP INC DBA SUNTIME ENE | R | 6282 | 003D | 370 | PRAGUE ST |  |  | ISSUED | 2016-11-23
E201611171161 | 2016-11-17 | PER NOV #201470021 REPLACE (1) FAN IN BATHROOM. | R I BEST CONSTRUCTION | R | 1675 | 16 | 842 | 33RD AV |  |  | ISSUED | 2016-11-18
E201611141076 | 2016-11-14 | TO OBTAIN A FINAL INSPECTION FOR WORK APPROVED UNDER PREVIOUS PERMIT E201411124330: REMODEL KITCHEN AND BATHROOM. ADD 100AMP SUBPANEL. NEW LIGHTS PLUGS SWITCHES. RELOCATE LAUNDRY . | MAC TEC CONSTRUCTION COMPANY INC | R | 2405 | 22 | 2476 | 21ST AV |  |  | ISSUED | 2016-11-14
E20161101784 | 2016-11-01 | 1ST AND 2ND FLOOR: 18 LIGHTS 6 SWITCHES 16 RECEPTACLES 1 GARBAGE DISPOSAL ; INSTALL NEW LIGHTING @ KITCHEN (RECESS) AND OUTLETS; ;NEW RECESS LIGHTS @ LIVING AND FITNESS ROOM | J E M BUILDERS | R | 7146 | 17 | 70 | REGENT ST |  | 1ST/2ND FLR | ISSUED | 2016-11-01
E201611291357 | 2016-11-29 | REWIRING MASTER BEDROOM MASTER CLOSET AND MASTER BATHROOM. | SPECTRUM SYSTEMS SF | R | 1355 | 48 | 34 | PRESIDIO TR |  |  | ISSUED | 2016-11-29
E201611171151 | 2016-11-17 | REPLACE 50A SUBPANEL REF E20161013381 | E N E ELECTRIC INC | R | 337 | 20 | 350 | TURK ST |  | UNIT 705 | ISSUED | 2016-11-17
E201611171152 | 2016-11-17 | REPLACE 50A SUBPANEL REF E20161013380. | E N E ELECTRIC INC | R | 337 | 20 | 350 | TURK ST |  | UNIT 1401 | ISSUED | 2016-11-17
E20161107920 | 2016-11-07 | UFER GROUND | URIAS ELECTRIC | R | 3590 | 30 | 2243 | MISSION ST |  |  | ISSUED | 2016-11-07
E201611171173 | 2016-11-17 | 125A SERVICE UPGRADE REF E20161014451. | SOLAR SYSTEM INC
DBA SOLAR SYSTEM BUILDE | R | 6969 | 003E | 25 | GLORIA CT |  |  | COMPLETE | 2016-11-23
E201611291337 | 2016-11-29 | MODIFICATION TO AN AT&T SITE; REMOVE AND REPLACE 6 (E) ANTENNAES 3 (E) RRIUS-11 UNITS INSTALL (N) A2 MODULES AT ANTENNAES 3 (N) RRUS-32 UNITS 2 (N) DC SURGE SUPPRESSORS 3 (N) RRUS-11 UNITS 2 (N) DC12 SURGE SUPPRESSORS 2 (N) DUS41 UNITS. | APEX SITE SOLUTIONS INC | C | 1441 | 35 | 389 | 09TH AV |  |  | COMPLETE | 2016-12-05
E201611161113 | 2016-11-16 | COMPLETE REWIRE: NEW PLUGS LIGHTS SWITCHES INSTALL 2X SUBPANEL #2 100AMP SUBS.. UPGRADE MAIN SERVICE TO 2X100AMP. | TETON ELECTRIC | R | 6086 | 012C | 203 | RUSSIA AV |  |  | ISSUED | 2016-11-16
E20161101792 | 2016-11-01 | KITCHEN REMODEL 1 LIGHT 1 SWITCH 10 RECEPTACLES 1 DISHWASHER 1 GARBAGE DISPOSAL 1 MICROWAVE 1 RANGE 2 SMOKE DETECTOR. | WARNE RENOVATION | R | 6418 | 021A | 717 | ROLPH ST |  |  | ISSUED | 2016-11-01
E201611171171 | 2016-11-17 | LIVING ROOM AND BEDROOM INSTALL ADD APPROX 2 LTS 3 SWITCHES 15 RECEPTS NEW SUB-PANEL | J H ELECTRIC | R | 2652 | 015A | 4353 | 17TH ST |  |  | COMPLETE | 2016-12-05
E201611281308 | 2016-11-28 | INSTALL 2 PLUG GFI EXISTING LIGHTS WREPLACE WITH NEW 2 SWITCHES ADD DISHWASHER | ABS CONSTRUCTION | R | 1074 | 6 | 1431 | BAKER ST |  |  | ISSUED | 2016-11-28
E201611161136 | 2016-11-16 | KITCHEN REMODEL. | SUPERB BUILDERS INC | R | 1020 | 63 | 3320 | CALIFORNIA ST | 3 |  | ISSUED | 2016-11-16
E20161107939 | 2016-11-07 | SITE UM 43 STREETLIGHT POLE ADJACENT TO 776 BUSH ST. INSTALLATION OF 3RD PARTY COMMUNICATION EQUIPMENT ON PG&E POLE. INSTALLED EQUIPMENT: ELECTRICAL METER DISCONNECT BOX RADIOS ANTENNA | PINNACLE POWER SERVICES INC | R | 9999 | 999 | 999 | UNKNOWN * |  |  | COMPLETE | 2016-11-28
E20161107947 | 2016-11-07 | SITE UM 107 STREETLIGHT POLE ADJACENT TO 1322 KEARNY ST. INSTALLATION OF 3RD PARTY COMMUNICATION EQUIPMENT ON PG&E POLE. INSTALLED EQUIPMENT: ELECTRICAL METER DISCONNECT BOX RADIOS ANTENNA | PINNACLE POWER SERVICES INC | R | 9999 | 999 | 999 | UNKNOWN * |  |  | COMPLETE | 2016-11-30
E20161107945 | 2016-11-07 | SITE UM 106 STREETIGHT POLE ADJACENT TO 1156 KEARNY ST. INSTALLATION OF 3RD PARTY COMMUNICATION EQUIPMENT ON PG&E POLE. INSTALLED EQUIPMENT: ELECTRICAL METER DISCONNECT BOX RADIOS ANTENNA | PINNACLE POWER SERVICES INC | R | 9999 | 999 | 999 | UNKNOWN * |  |  | COMPLETE | 2016-11-30
E201611281319 | 2016-11-28 | ADD 2 BEDROOMS & 1 BATHROOM ON G/F. NEW PLUGS LIGHTS SWITCHES. | EVER GRANDE CONSTRUCTION INC | R | 7001 | 14 | 231 | MONTICELLO ST |  |  | ISSUED | 2016-11-28
E20161102835 | 2016-11-02 | REWIRE KITCHEN 6 LIGHTS 3 SWITCHES 10 RECEPTACLES 1 DISHWASHER 1 GARBAGE DISPOSAL 1 RANGE. | SHAZ CONTRUCTION AND DESIGN | R | 6537 | 23 | 4082 | 25TH ST |  |  | ISSUED | 2016-11-02
EW201611041669 | 2016-11-04 | INSPECTION TO TURN POWER ON | R & C MULHOLLAND INC. | R | 5669 | 17 | 201 | CORTLAND AV |  | 1 | COMPLETE | 2016-11-18
E201611171160 | 2016-11-17 | UNIT 306: REPLACE 1 GFI OUTLET AND 1 SWITCH. 1 MOISTURE ACTIVATED EXHAUST FAN | CENTRAL CONVALESCENT HOMES INC. | R | 279 | 5 | 1000 | SUTTER ST |  |  | ISSUED | 2016-11-17
EW201611171927 | 2016-11-17 | REWIRE ENTIRE MAIN FLOOR PROVIDE NEW 100 AMP SUB PANEL INSTALL LED RECESS LIGHTS | ROCKLAND CONSTRUCTION GROUP INC | R | 3251 | 11 | 185 | SAN RAFAEL WY |  | 1 | ISSUED | 2016-11-17
E201611281309 | 2016-11-28 | REMODEL 1 KITCHEN 2 LIVING ROOMS 4 BEDROOMS 2 BATHROOMS | WEIPING YIN CONSTRUCTION CO | R | 6202 | 36 | 155 | TUCKER AV |  |  | ISSUED | 2016-11-28
E20161103872 | 2016-11-03 | SUITE 1062. LOW-VOLTAGE SECURITY CAMERAS PUBLIC VIEW MONITOR AND ACCESS CONTROL (EGRESS FREE) | WIRE GUYS GROUP INC | C | 7295 | 38 | 3251 | 20TH AV |  |  | COMPLETE | 2016-11-09
E201611151111 | 2016-11-15 | UPGRADE WIRING IN UNIT 4 LIGHTS 4 SWITCHES 2 RECEPTACLES 2 FANS. | IKB STONE INC | R | 1723 | 7 | 1233 | 27TH AV |  |  | ISSUED | 2016-11-15
EW201611031636 | 2016-11-03 | REI JOB #220183 - TEMPORARY 200A SERVICE TO DPR TRAILER. | ROSENDIN ELECTRIC INC. | C | 3808 | 3 | 100 | HOOPER ST |  | 1 | ISSUED | 2016-11-03
EW201611161905 | 2016-11-16 | REI #WO #222348 - STORAGE BUILDING INSTALLATION OF LIGHT FIXTURES AND RECEPTACLES. | ROSENDIN ELECTRIC INC. | C | 3747 | 320 | 399 | FREMONT ST |  | 3 | ISSUED | 2016-11-16
EW201611111812 | 2016-11-11 | HOTEL GUEST/SRO ROOMS 3 LIGHTS 1 SWITCH 2 RECEPTACLES 1 CURCUIT 16-4-18112-00 | CUPERTINO ELECTRIC INC. | C | 326 | 11 | 222 | MASON ST | 0 | 1 | ISSUED | 2016-11-11
EW201611282042 | 2016-11-28 | INSTALL (2) LIFE SAFETY DEVICES. | DECKER ELECTRIC CO INC | C | 261 | 7 | 200 | SANSOME ST | 0 | 1 | ISSUED | 2016-11-28
EW201611031629 | 2016-11-03 | TI SPEC SUITES | MCMILLAN BROS ELECTRIC | C | 3740 | 34 | 221 | MAIN ST |  | 15 | ISSUED | 2016-11-03
EW201611021614 | 2016-11-02 | INGENIO - TI | MCMILLAN BROS ELECTRIC | C | 3740 | 34 | 221 | MAIN ST |  | 7 | ISSUED | 2016-11-02
E20161109989 | 2016-11-09 | REWIRE KITCHEN AND BATH 4 LIGHTS 6 SWITCHES 10 RECEPTACLES 1 FAN 1 GARBAGE DISPOSAL 1 RANGE. | HAWK N LEE CO | R | 3114 | 25 | 118 | RIDGEWOOD AV |  |  | ISSUED | 2016-11-09
EW201611041663 | 2016-11-04 | LIFE SAFETY / ELEC - 2 DOOR HOLDERS & 1 SMOKE DETECTOR ES3416 | C B F INC | C | 206 | 8 | 500 | SANSOME ST |  | 450 | COMPLETE | 2016-11-07
EW201611141852 | 2016-11-14 | SUITE 750 ELECTRICAL RENOVATION EC1462 | C B F INC | C | 3749 | 62 | 303 | 02ND ST |  | 750 | ISSUED | 2016-11-14
EW201611171918 | 2016-11-17 | ELEC & TELDATA CABLING -T.I. - EC1439 & TC1112 | C B F INC | C | 81 | 1 | 1 | LOMBARD ST |  | 3 | ISSUED | 2016-11-17
EW201611151871 | 2016-11-15 | RESTROOM UPGRADE - EC1395 | C B F INC | C | 3710 | 18 | 50 | BEALE ST |  | 12 | ISSUED | 2016-11-15
EW201611171932 | 2016-11-17 | SURVEY INSPECTION OF FOOD KIOSK TO CONFIRM THAT THE INSTALLATION MEETS HEALTH AND SAFETY STANDARDS OF THE NEC PER THE SF HEALTH DEPARTMENT. | MISSION CREEK ELECTRIC | C | 3523 | 12 | 428 | 11TH ST |  | 1 | ISSUED | 2016-11-17
EW201611011569 | 2016-11-01 | INSTALL (184) CABLES ON THE 6TH FLOOR FOR SALESFORCE - 63838 | METROPOLITAN ELECTRICAL CONSTRUCTION | C | 3709 | 006A | 50 | FREMONT ST |  | 6 | ISSUED | 2016-11-01
E20161101786 | 2016-11-01 | 6TH FLOOR: 2 - 2P 30 AMP OUTLETS. 7TH FLOOR: INSTALL CONDUIT DATA 1 OUTLET | ALIGHT ELECTRIC | C | 3750 | 87 | 611 | FOLSOM ST |  |  | COMPLETE | 2016-11-10
EW201611282044 | 2016-11-28 | WORKING IN UNIT 202. INSTALL 1 KITCHEN 1 BATHROOM HALLWAY 1 BEDROOM GARBAGE DISPOSAL DISH WASHER 1 FAN 1 KITCHEN HOOD 1 SUB PANEL | TAI LAM MAK | R | 599 | 014A | 1737 | JACKSON ST |  | 202 | ISSUED | 2016-11-28
E20161102817 | 2016-11-02 | KITCHEN REMODEL. | BRITANNIA CONSTRUCTION INC. | R | 1646 | 27 | 726 | 04TH AV |  |  | ISSUED | 2016-11-02
E201611231273 | 2016-11-23 | SURVEY ONLY | BRITANNIA CONSTRUCTION INC. | R | 1646 | 27 | 726 | 04TH AV |  |  | ISSUED | 2016-11-23
E20161108961 | 2016-11-08 | 3RD FLOOR SERVER ROOM INSTALL 4 SMOKE DETECTORS 1 PULL STATION AND 1 WALL MOUNT HOR STROBE WITNESS TEST | INTELLIGENT TECHNOLOGIES | C | 3774 | 73 | 274 | BRANNAN ST |  |  | ISSUED | 2016-11-08
E201611231282 | 2016-11-23 | LEGALIZE 1/F KITCHEN FOR 2ND UNIT. NEW LIGHTS PLUGS RECEPPTACLES. | LEI'S CONSTRUCTION CO | R | 6073 | 3 | 150 | PRAGUE ST |  |  | ISSUED | 2016-11-23
E20161101780 | 2016-11-01 | 2 EXTERIOR SIGNS "FOREVER 21" | GOLDEN GATE SIGN COMPANY INC. | C | 328 | 2 | 2 | STOCKTON ST |  |  | ISSUED | 2016-11-01
E201611151086 | 2016-11-15 | INSTALL 2 EXTERIOR SIGNS "CORE POWER" | GOLDEN GATE SIGN COMPANY INC. | C | 8711 | 17 | 1200 | 04TH ST |  |  | ISSUED | 2016-11-15
E201611151089 | 2016-11-15 | UNIT 5 KITCHEN AND BATHROOM REMODEL SUB-PANEL 5 LTS 5 SWITCHES 8 RECEPTS | KLESTOFF ELECTRIC | R | 1182 | 83 | 602 | BRODERICK ST | 0 |  | ISSUED | 2016-11-15
EW201611021604 | 2016-11-02 | ORACLE 475 SANSOME STREET 15TH FLOOR-WBE JOB# 02-142117-PERSON OF CONTACT IS BRANDON COWAN 415-948-9567 | W. BRADLEY ELECTRIC | C | 228 | 38 | 475 | SANSOME ST |  | 15 | ISSUED | 2016-11-02
E201611291352 | 2016-11-29 | RUN (2) 3 PHASE 30 AMP CIRCUIT TO COMPRESSOR MOTORS. INSTALL 18 LIGHTS 2 SWITCHES - PROVIDE A NEW 20 AMP CIRCUIT FOR LIGHTING. #8 AND #10 FEEDERS. 4 CIRCUITS. 2 SWITCHES 1 RECEPTACLES 4 FANS. | COSMOS ELECTRIC CO **CHECK ID & NOTE*** | C | 5268 | 7 | 2030 | JERROLD AV |  | 1/F | ISSUED | 2016-11-29
E201611151088 | 2016-11-15 | 125 A SERVICE PANEL UPGRADE | COSMOS ELECTRIC CO **CHECK ID & NOTE*** | R | 4762 | 002A | 1208 | REVERE AV |  |  | ISSUED | 2016-11-15
EW201611111810 | 2016-11-11 | INSTALL 3 RECEPTACLES FOR GARAGE DOOR OPENERS | RORTECH ELECTRIC | R | 1150 | 23 | 900 | CENTRAL AV | 0 | 1 | ISSUED | 2016-11-11
EW201611221973 | 2016-11-22 | WHOLE HOUSE REWIRE | PETER DODDS ELECTRIC INC. | R | 2184 | 4 | 2127 | 33RD AV |  | 1 | ISSUED | 2016-11-22
E201611211217 | 2016-11-21 | REPLACE FA PANEL AND CONNECTED DETECTORS INSTALL NEW FA PANEL AND 4 SMOKE DETECTORS. | FIRELECTRIC | R | 3632 | 4 | 1028 | GUERRERO ST |  |  | ISSUED | 2016-11-21
E20161104892 | 2016-11-04 | INSTALL PARTITION TO ADD BEDROOM. 2 LIGHTS 6 SWITCHES 8 RECPTACLES 1 DISHWASHER 2 SMOKE DETECTORS. | J. HO CONSTRUCTION INC | R | 708 | 21 | 1489 | WEBSTER ST |  | #508 | ISSUED | 2016-11-04
E201611101022 | 2016-11-10 | #1301 - ADD NEW BEDROOM REMODEL BATH & KITCHEN | J. HO CONSTRUCTION INC | R | 708 | 21 | 1489 | WEBSTER ST |  |  | ISSUED | 2016-11-10
EW201611091765 | 2016-11-09 | BATHROOM REMODEL: WIRE UPSTAIRS BATHROOM | WELLS ELECTRICAL INC | R | 1332 | 37 | 136 | 27TH AV |  | 1 | COMPLETE | 2016-12-06
EW201611161899 | 2016-11-16 | TWO ADDITIONAL CELL SERVICE PROVIDERS WITH 200 AMP SERVICES | PMN DESIGN ELECT INC DBA DESIGN ELC | R | 4591A | 79 | 520 | SPEAR AV |  | 5 | ISSUED | 2016-11-16
EW201611041676 | 2016-11-04 | UPGRADE ELECTRICAL SERVICE TO 100A. | TAM'S ELECTRIC INC | R | 1612 | 017H | 770 | 33RD AV |  | 1 | COMPLETE | 2016-11-08
EW201611221975 | 2016-11-22 | RELOCATE 2 X OUTLETS RELOCATE 1 X SWITCH | CANNING ELECTRIC INC | R | 3746 | 64 | 318 | MAIN ST | 7 | 6 | COMPLETE | 2016-11-29
E201611281311 | 2016-11-28 | REWIRE ENTIRE BUILDING. NEW PLUGS LIGHTS SWITCHES 2 NEW SUBPANEL NEW SERVICE PANELBOARD 200AMP. | MARS GENERAL ELECTRIC INC ( CHECK I. D.) | R | 2350 | 15 | 2375 | 21ST AV |  |  | ISSUED | 2016-11-28
E201611101020 | 2016-11-10 | HOUSE REMODEL; BATHROOM KITCHEN 4 BEDROOMS GARAGE HALLWAY. | ROCHA ELECTRICAL SYSTEMS | R | 2125 | 004K | 1991 | 09TH AV |  |  | ISSUED | 2016-11-10
EW201611141857 | 2016-11-14 | REMODEL HOUSE ELECTRICAL WORK & RELOCATED EXISTING 200 AMP SERVICE & PANEL. | RUBY PLUMBING & ELECTRICAL | R | 1722 | 36 | 1214 | 29TH AV |  | 1 | ISSUED | 2016-11-14
EW201611292059 | 2016-11-29 | TO UPGRADE ELECTRICAL SERVICE MAIN TO 100 AMP. | RUBY PLUMBING & ELECTRICAL | R | 5918 | 3 | 26 | HAMILTON ST |  | 1 | COMPLETE | 2016-12-09
EW201611011567 | 2016-11-01 | ELECTRICAL FOR NEW KITCHEN AND BATHROOM. INSTALL A NEW SUB-PANEL | T C ELECTRIC INC | R | 4337 | 014A | 1443 | ALABAMA ST | 0 | 2 | ISSUED | 2016-11-01
E20161102846 | 2016-11-02 | COMMERCIAL TI 5 LIGHTS 6 SWITCHES 14 RECEPTACLES. | PURE ELECTRIC | C | 3768 | 15 | 444 | SPEAR ST |  | UNIT 205 | ISSUED | 2016-11-02
EW201611041675 | 2016-11-04 | ELECTRICAL AS NEEDED NEW GROUND FLOOR UNIT OUTLETS AND FIXTURES FOR NEW BATH KITCHEN AND PANEL. | S F GARAGE COMPANY INC. | R | 1246 | 7 | 635 | CLAYTON ST |  | 1 | ISSUED | 2016-11-04
EW201611071703 | 2016-11-07 | REPLACE ALL FIXTURES OUTLETS SWITCHES AND ALL NEW WIRING THROUGHOUT | S F GARAGE COMPANY INC. | R | 533 | 26 | 3050 | FILLMORE ST |  | 1 | ISSUED | 2016-11-07
EW201611031634 | 2016-11-03 | C161180 | BEI CONSTRUCTION INC. | C | 3708 | 174 | 555 | MARKET ST |  | 11 | ISSUED | 2016-11-03
EW201611232000 | 2016-11-23 | MODULAR FURNITURE INSTALLATION | ADVANCED INSTALLATION SERVICES INC | C | 3783 | 7 | 650 | 07TH ST |  | 1 | COMPLETE | 2016-11-30
E20161104884 | 2016-11-04 | CELL SITE ADJACENT TO 1630 POLK STREET: ADDITION OF METER ANTENNA AND ASSOCIATED LOW VOLTAGE TELECOM EQUIPMENT TO EXISTING LIGHT/PHONE POLE. | CBA SITE SERVICES INC. | C | 9999 | 999 | 999 | UNKNOWN * |  |  | COMPLETE | 2016-11-15
EW201611091745 | 2016-11-09 | INSTALL NEW WIRING FOR BATHROOM CLOSET LAUNDRY AND FURNACE ALSO RELOCATE EXISTING SUBPANEL TO ADJACENT WALL ABOUT 10'AWAY | MORENO ELECTRIC CO. | R | 825 | 46 | 1035 | FELL ST | 0 | 3 | ISSUED | 2016-11-09
EW201611011586 | 2016-11-01 | INSTALLATION OF NEW FIRE ALARM SYSTEM WITH LIFE SAFETY WITNESS TEST | SAN FRANCISCO FIRE PROTECTION | R | 3546 | 25 | 455 | 14TH ST | 0 | 0 | ISSUED | 2016-11-01
EW201611111833 | 2016-11-11 | NEW SPRINKLER MONITORING SYSTEM INSTALLATION WITH LIFE SAFETY WITNESS TEST | SAN FRANCISCO FIRE PROTECTION | R | 586 | 5 | 2510 | JACKSON ST |  | 0 | ISSUED | 2016-11-11
EW201611161908 | 2016-11-16 | INSTALL A 40AMP OUTLET IN GARAGE | MARK MINO ELECTRICAL CO | R | 1367 | 61 | 180 | 08TH AV |  | 0 | COMPLETE | 2016-12-09
EW201611292066 | 2016-11-29 | REWIRE KITCHEN AND BATHROOM | BAY ELECTRIC | R | 3544 | 38 | 52 | LANDERS ST |  | 1 | ISSUED | 2016-11-29
EW201611071704 | 2016-11-07 | REQUIRING HOLE HOUSE SERVICES UPGRADE TO 200 AMPS | Y G ELECTRIC INC | R | 2085 | 10 | 1839 | 48TH AV |  | 2 | ISSUED | 2016-11-07
EW201611201952 | 2016-11-20 | REWIRING KITCHEN AND BATH ROOM | Y G ELECTRIC INC | R | 1156 | 28 | 1743 | GOLDEN GATE AV | 0 | 3 | ISSUED | 2016-11-20
EW201611292057 | 2016-11-29 | COMPLETE INSPECTION - INSTALLATION OF POWER MONITOR IN ELECTRICAL ROOM. | RODNEY E FITE INC. | C | 3745 | 382 | 338 | SPEAR ST | 3 | 1 | COMPLETE | 2016-12-05
E201611161125 | 2016-11-16 | REWIRE SINGLE FAMILY HOME (1) KITCHEN (3) BATHS GARAGE LAUNDRY. INSTALL 30 LIGHTS 22 SWITCHES 36 RECEPTALCES 3 FANS 1 DISHWASHER 1 GARAGE DISPOSAL 1 MICROWAVE 1 RANGE 3 SMOKE DETECTORS. | TAKOMA CARPENTRY & REMODELING | R | 4103 | 8 | 542 | PENNSYLVANIA AV |  | 1/F 2/F 3/F | ISSUED | 2016-11-16
E201611281312 | 2016-11-28 | KITCHEN REMODEL (1) RECEPTACLE. | NORTH GATE BUILDERS INC | R | 2972 | 12 | 275 | JUANITA WY |  |  | ISSUED | 2016-11-28
EW201611141867 | 2016-11-14 | INSTALL OUTSIDE PANEL FOR THE PLUG AT BACKYARD. | P J ELECTRIC CO | R | 1023 | 13 | 3030 | CALIFORNIA ST |  | 2 | ISSUED | 2016-11-14
E201611171157 | 2016-11-17 | REMODELING OF 1/2 BATHOOM. 2 LIGHTS 2SWITCHES 1 RECEPTACLES 1 FAN | ARANA GROUP INC. | R | 479 | 20 | 3044 | FRANKLIN ST | 301 |  | ISSUED | 2016-11-17
E201611151092 | 2016-11-15 | 948A LAKE STREET: KITCHEN REMODEL & 100AMMP SUBPANEL NEW LIGHTS PLUGS SWITCHES. | M 2 DESIGN (CK ID) | R | 1348 | 11 | 948A | LAKE ST |  |  | ISSUED | 2016-11-15
E201611101004 | 2016-11-10 | INSTALL (1) EXTERIOR SIGN | WEST COAST SIGN | R | 1452 | 22 | 5644 | GEARY BL |  |  | ISSUED | 2016-11-10
EW201611031647 | 2016-11-03 | BATHROOM REMODEL IN UPPER UNIT. ADD RECESSED LIGHTING IN LIVING ROOM | AW ELECTRICAL INC | R | 2664 | 7 | 1219A | STANYAN ST |  | 3 | ISSUED | 2016-11-03
EW201611081727 | 2016-11-08 | RELOCATE WIRING IN WALL WHICH GOT REMOVED | AW ELECTRICAL INC | R | 3745 | 374 | 301 | MAIN ST | 36 | 36 | ISSUED | 2016-11-08
EW201611181936 | 2016-11-18 | REWIRE KITCHEN AND INSTALL RECESSED LIGHT IN LIVING ROOM. | K & I ELECTRICAL INC. | R | 1091 | 4 | 147 | WOOD ST |  | 6 | ISSUED | 2016-11-18
EW201611101803 | 2016-11-10 | REWIRE UNIT;BEDROOM BATHROOM KITCHEN LIVING ROOM... | K & I ELECTRICAL INC. | R | 663 | 3 | 1705 | OCTAVIA ST |  | 201 | ISSUED | 2016-11-10
EW201611101799 | 2016-11-10 | REWIRE ONE BEDROOM UNIT;BATHROOM KITCHEN BEDROOM LIVING. | K & I ELECTRICAL INC. | R | 663 | 3 | 1705 | OCTAVIA ST |  | 100 | ISSUED | 2016-11-10
EW201611161898 | 2016-11-16 | SUPPLY & INSTALL GARAGE DOOR & OPENER | GARAGE DOORS INCORPORATED | R | 1305 | 18 | 40 | 27TH AV |  | 1 | ISSUED | 2016-11-16
EW201611221967 | 2016-11-22 | MINOR ELECTRICAL ALTERATIONS NEW FIXTURES AND TITLE 24 COMPLIANCE AT THREE BATHROOMS AND ONE KITCHEN | FOWLER ELECTRIC SERVICES INC. | R | 536 | 42 | 2929 | PIERCE ST | 0 | 3 | ISSUED | 2016-11-22
EW201611041658 | 2016-11-04 | INSTALL (10) ROOF-MOUNTED AC SOLAR MODULES 345 W PER MODULE (AC MODULES HAVE INTEGRATED INVERTERS) FOR TOTAL: 3.450 KW - 10 ROOF-MOUNTED SOLAR PV MODULES 345 WATTS PER MODULE 10 INTERACTIVE INVERTER TOTAL NO. OF RATING 3.45 KW. | LUMINALT ENERGY CORPORATION | R | 6700 | 7 | 2530 | DIAMOND ST |  | 1 | ISSUED | 2016-11-04
EW201611011568 | 2016-11-01 | INSTALL AN ELECTRICAL SUB-PANEL RELATED TO A PV SOLAR SYSTEM. | LUMINALT ENERGY CORPORATION | R | 86 | 39 | 335 | GREENWICH ST | 0 | 1 | COMPLETE | 2016-11-15
E20161102834 | 2016-11-02 | APT 4059: REMODEL KITCHEN & BATHROOM IN-KIND. NEW LIGHTS SWITCHES RECEPTACLES. | REGENCY GENERAL CONTRACTORS INC | R | 33 | 3 | 2210 | STOCKTON ST | 0 |  | ISSUED | 2016-11-02
EW201611051680 | 2016-11-05 | INSTALL (11) ROOF MOUNTED SOLAR PANELS. (2.915KW) INSTALL NEW SERVICE PANEL. (125A) - 11 ROOF-MOUNTED SOLAR PV MODULES 265 WATTS PER MODULE 1 INTERACTIVE INVERTER TOTAL NO. OF RATING 2.915 KW. | SOLARCITY CORPORATION | R | 6161 | 42 | 100 | ANKENY ST |  | 2 | ISSUED | 2016-11-05
E201611141054 | 2016-11-14 | 200A SERVICE UPGRADE. | LUMENS EVOLUTION | R | 3276 | 7 | 156 | KENWOOD WY |  |  | ISSUED | 2016-11-14
EW201611081709 | 2016-11-08 | PER COMPLAINT #201472871: CORRECT ALL PER REPORT BY KENNETH BURKE. IF ANYTHING ELSE IS FOUND NOT TO CODE... CORRECT. | ACE ELECTRICAL SERVICES | R | 5302 | 56 | 2025 | MCKINNON AV |  | 1 | ISSUED | 2016-11-08
E201611171149 | 2016-11-17 | UPGRADE ALL WIRES FOR THE ENTIRE HOUSE UPGRADE ELECT PANEL. ADD BATHROOMS REMODEL KITCHEN & BATH ON 2ND FL. ADD KITCHEN REMODEL BATH ON 1ST FL. ADD 40 LIGHTS 10 SWITCHES 40 RECEPTACLES 6 FANS 2 RANGES 6 SMOKE DETECTORS OUTLETS WASHER/DRYER. 100 AMP. | HE & KUANG INC | R | 1569 | 014A | 685 | 26TH AV |  | 1 & 2 FLS | ISSUED | 2016-11-17
E201611291358 | 2016-11-29 | RENEW PERMIT E201405199757 | T C BUILDER | R | 2618 | 22 | 160 | LOWER TR |  |  | ISSUED | 2016-11-29
EW201611031639 | 2016-11-03 | INSTALLATION OF 232 MODULAR WORKSTATIONS | ALL MODULAR SYSTEMS INC. | C | 3751 | 105 | 795A | FOLSOM ST |  | 5 | ISSUED | 2016-11-03
EW201611111829 | 2016-11-11 | SHOW: SF INTL AUTO SHOW 11/19-27/2016 MOSCONE SHOW #316484 | FREEMAN DECORATING SERVICES INC | C | 3734 | 91 | 747 | HOWARD ST |  | 1 | COMPLETE | 2016-11-29
E201611281307 | 2016-11-28 | SOLAR: 1092 17 PV MODS 265 WATTS PER MOD NEW SUBPANEL 4.505 = DC KW SYSTEM | SUNRUN INSTALLATION SERVICES INC | R | 7069 | 35 | 235 | MONTANA ST |  |  | ISSUED | 2016-11-28
E201611231275 | 2016-11-23 | SOLAR: INSTALL 16 ROOF MOUNTED PV MODS 360W/MOD 5.76KW TOTAL RATING. PLAN 1058. | THE SOLAR COMPANY | R | 1541 | 39 | 430 | 04TH AV |  |  | ISSUED | 2016-11-23
E201611181189 | 2016-11-18 | REMODEL KITCHEN 1 LIGHT 1 SWITCH 4 RECEPTACLE 1 FAN 1 DISHWASHER 1 GARBAGE DISPOSAL 1 RANGE 1 SMOKE DETECTOR. | HONEST GENERAL CONSTRUCTION | R | 2847 | 38 | 821 | BURNETT AV |  |  | ISSUED | 2016-11-18
E201611141059 | 2016-11-14 | CORRECT WIRING IN KITCEN 1 LIGHTS 1 SWITCHES 1 RECEPTACLES 8 FAN 1 MICROWAVE 1 RANGE 1 SMOKE DETECTOR. | JON K TAKATA CORP DBA RESTORATION MGMT | R | 319 | 9 | 628 | OFARRELL ST |  | UNIT 3 | ISSUED | 2016-11-14
E201611141060 | 2016-11-14 | CORRECT WIRING IN KITCEN 1 LIGHTS 1 SWITCHES 1 RECEPTACLES 8 FAN 1 MICROWAVE 1 RANGE 1 SMOKE DETECTOR. | JON K TAKATA CORP DBA RESTORATION MGMT | R | 319 | 9 | 628 | OFARRELL ST | 0 | UNIT 5 | ISSUED | 2016-11-14
E201611161126 | 2016-11-16 | TO INSTALL L/V AUDIO PHONE AND DATA CABLES. | J F C ELECTRIC INC | C | 146 | 6 | 644 | BROADWAY * |  | FLOORS 1/2/3 | ISSUED | 2016-11-16
E201611221249 | 2016-11-22 | REMODEL (E) KITCHEN. UPGRADE (E) PANEL. 6 LIGHTS 4 SWITCHES 8 RECEPTACLES 1 DISHWASHER 1 GARBAGE DISPOSAL 1 MICROWAVE 1 RANGE. | S & K CONSTRUCTION | R | 2656 | 25 | 3084 | MARKET ST |  | 3RD FL | ISSUED | 2016-11-22
E201611101032 | 2016-11-10 | SOLAR: INSTALL 8 ROOF MOUNTED PV MODS 290W/MOD 2.30KW TOTAL RATING. | Y MIKUMO CO. | R | 5336 | 37 | 1951 | QUESADA AV |  |  | ISSUED | 2016-11-10
E201611151083 | 2016-11-15 | INSTALL 5 TVS AND 40 DATA CABLES | ANDERSON AUDIO VISUAL - SAN DIEGO INC. | R | 290 | 11 | 1 | BUSH ST |  | 15TH | ISSUED | 2016-11-15
EW201611011587 | 2016-11-01 | INSTALLATION OF A SOLAR PV SYSTEM. - 11 ROOF-MOUNTED SOLAR PV MODULES 320 WATTS PER MODULE 11 INTERACTIVE INVERTER TOTAL NO. OF RATING 3.52 KW. | SWANROCK INC. DBA: SKYTECH SOLAR | R | 4219 | 43 | 1123 | CAROLINA ST |  | 0 | COMPLETE | 2016-12-08
E20161102823 | 2016-11-02 | CC AND FINAL FOR ALL WORK COMPLETED UNDER EW20121126381. | BURRADELL CONSTRUCTION INC | R | 2607 | 155 | 355 | BUENA VISTA EAST AV | 313 |  | COMPLETE | 2016-11-22
EW201611181937 | 2016-11-18 | 100 TEMP POWER | S W E ASSOCIATES INC | R | 1013 | 27 | 3829 | CLAY ST |  | 1 | ISSUED | 2016-11-18
E20161103851 | 2016-11-03 | KITCHEN AND BATHROOM REPALCE SUBPANE; 8 LIGHTS 6 SWITCHES 12 RECEPTACLES 1 FAN 1 DISHWASHER 1 GARBAGE DISPOSAL 1 MICROWAVE 1 RANGE. | ULTRA ELECTRIC CO | R | 552 | 001A | 1615 | GREEN ST |  | UNIT 2 | ISSUED | 2016-11-03
EW201611101807 | 2016-11-10 | REWIRING ELECTRICAL OUTLETS AND LIGHTING REPLACE THE EXISTING PANEL BUT NO SERVICE UPGRADE INVOLVING. | GRAND ELECTRIC & CONSTRUCTION CO. | R | 2121A | 20 | 1991 | FUNSTON AV |  | 1 | ISSUED | 2016-11-10
E201611161124 | 2016-11-16 | 5/F: COMMON AREA DECK: REMOVE (E) LIGHTS AROUND PLANTER & ISNTALL NEW LIGHTS AROUND PLATERS. INSTALL NEW LIGHTS IN GROUND CONTROL BY A L/V TRANSFORMER. | J & K ELECTRICAL SERVICES CO. INC. | R | 3747 | 92 | 388 | BEALE ST |  | FIFTH | ISSUED | 2016-11-16
E201611101015 | 2016-11-10 | KITCHEN REMODEL INSTALL SUBPANEL 4 CIRCUITS 240 VOLT FOR COOKTOP & WALL OVEN; 8 LIGHTS 3 SWITCHES 4 RECEPTACLES 1 FAN 1 DISHWASHER 1 GARBAGE DISPOSAL 1 RANGE | RUBIO CONSTRUCTION | R | 5335C | 1 | 201 | TOPEKA AV |  |  | ISSUED | 2016-11-10
E201611291345 | 2016-11-29 | REWIRE HOUSE REPLACE PANEL 7 LIGHTS 5 SWITCHES 11 RECEPTACLES 1 FAN 1 DISHWASHER 1 GARBAGE DISPOSAL 1 MICROWAVE 1 RANGE. | DOUGLAS CLEAVELAND | R | 2947A | 39 | 691 | ROCKDALE DR |  |  | ISSUED | 2016-11-29
EW201611151875 | 2016-11-15 | MSP UPGRADE | ALL BAY SOLAR | R | 562 | 16 | 2652 | PIERCE ST |  | 1 | COMPLETE | 2016-11-28
E201611281303 | 2016-11-28 | REMODEL KITCHEN 2 BATHROOMS AND HALF BATH | GREEN CITY CONSTRUCTION INC | R | 3603 | 109 | 3840 | 21ST ST | 0 |  | ISSUED | 2016-11-29
EW201611101796 | 2016-11-10 | REPLACE ELECTRICAL 100AMP SUB-PANEL AT UNIT B208 | GREEN TECH ELECTRIC SOLUTIONS | C | 1737 | 9 | 1201 | FUNSTON AV | 0 | 208 | ISSUED | 2016-11-10
E201611291338 | 2016-11-29 | 200 AMP SERVICE TEMPORARY POWER AVE H BETWEEN 3RD & 4TH ST ON TREASURE ISLAND | FISK ELECTRIC COMPANY | R | 9999 | 999 | 999 | UNKNOWN * |  |  | ISSUED | 2016-11-29
E201611281297 | 2016-11-28 | REMODEL BATHROOM 2 LIGHTS 2 SWITCHES 2 RECEPTACLES 1 FAN. | ECO ELECTRIC INC | R | 556 | 34 | 2821 | BUCHANAN ST | 4 |  | ISSUED | 2016-11-28
E20161103866 | 2016-11-03 | 1ST AND BASEMENT: 8 LIGHTS 4 SWITCHES 6 RECEPTACLES GLASS WASHER 1 MICROWAVE OTHER EQUIPMENT: REPLACE PREP TABLE; REPLACED RECESS LIGHTS AND 4 NEW OUTLETS. REPLACE AND INSTALL 3 COMPARTMENT SINKS 2 HAND SINKS 2 MOP SINKS AND WATER HEATER | THINH DO CONSTRUCTION | R | 227 | 18 | 690 | SACRAMENTO ST |  | 1ST/BASEMENT | ISSUED | 2016-11-03
E20161107921 | 2016-11-07 | UNIT #4: 10 LIGHTS 10 SWITCHES 10 RECEPTACLES 1 FAN 1 DISHWASHER 1 GARBAGE DISPOSAL 1 MICROWAVE 1 RANGE 3 SMOKE DETECTORS; REWIRE ENTIRE UNIT | AERO CONSTRUCTION INC | R | 3585 | 83 | 3819 | 18TH ST |  | 3RD FLOOR | ISSUED | 2016-11-07
E201611281321 | 2016-11-28 | KITCHEN REMODEL | KITCHEN EXPERTS OF CA INC. | R | 7098 | 003A | 425 | ELLINGTON AV |  | 2ND FLOOR | ISSUED | 2016-11-28
E201611141062 | 2016-11-14 | TO OBTAIN A FINAL INSPECTION FOR WORK APPROVED UNDER EXPIRED PERMIT E201503317391. | NOMELLINI CONSTRUCTION * ASK FOR ID * | R | 272 | 004A | 618 | BUSH ST |  |  | ISSUED | 2016-11-14
EW201611292077 | 2016-11-29 | REWIRE: TWO BEDROOMS ONE MASTER BEDROOM THREE BATHROOMS LIVING ROOM KITCHEN DINING FAMILY AREA. INSTALL A NEW 60AMP SUB-PANEL AT THE LIVING ROOM. | A & Q ELECTRICAL COMPANY | R | 4102 | 25 | 642 | MISSISSIPPI ST |  | 0 | ISSUED | 2016-11-29
E201611161121 | 2016-11-16 | UNIT 5: 1/2 BATHROOM: NEW VANITY LIGHT - ADD NEW CKT 220V FOR DUCTLESS DRYER FROM PANEL. | AAA CONSTRUCTION & DESIGN | R | 0709C | 65 | 1460 | WEBSTER ST | 5 |  | ISSUED | 2016-11-16
EW201611041671 | 2016-11-04 | INSTALL A TESLA WALL CONNECTOR ON A DEDICATED CIRCUIT 240V-40AMP | NIJSSEN ELECTRIC | R | 947 | 25 | 2775 | FILBERT ST |  | 1 | ISSUED | 2016-11-04
E20161110996 | 2016-11-10 | REMODELING KITCHEN & BATH LIKE FOR LIKE. LIGHTS RECEPTS GFI'S GAR DISP MICRO DISHWASHER SMOKE DETECTORS RANGE FAN | GREEN PLANET CONSTRUCTION | R | 624 | 108 | 1970 | SACRAMENTO ST | 301 |  | ISSUED | 2016-11-10
E20161107912 | 2016-11-07 | SOLAR: PLAN 1061 15 PV MODS 280 WATTS PER MOD 4.2 = DC KW SYSTEM | 360 MANAGEMENT GROUP INC DBA SUNTIME ENE | R | 7094 | 48 | 47 | MINERVA ST |  |  | ISSUED | 2016-11-07
E201611221267 | 2016-11-22 | RELOCATE ELECTRICAL LIGHTS 3 SWITCHES 2 RECEPTACLES 1 FAN 1 SMOKE DETECTOR. | SF TOWN BUILDERS | R | 5895 | 20 | 214 | MAYNARD ST |  | 3RD | ISSUED | 2016-11-22
EW201611221990 | 2016-11-22 | SUB PANEL IN THE CLOSET IS TURNING FACE OUT TO THE HALLWAY | URIAS ELECTRIC | R | 1521 | 13 | 471 | 23RD AV | 0 | 5 | COMPLETE | 2016-12-02
E201611211213 | 2016-11-21 | PLAN REVIEW | CLARK CONSTRUCTION GROUP CA LP | C | 3718 | 25 | 250 | HOWARD ST |  |  | ISSUED | 2016-11-21
E201611281300 | 2016-11-28 | RUN NEW WIRE FOR NEW BATHROOM LIGHTS AND OUTLETS INSTALL A FAN | S O G CONSTRUCTION | R | 5674 | 29 | 42 | CORTLAND AV | 0 |  | ISSUED | 2016-11-28
EW201611121837 | 2016-11-12 | NEW LIGHTING AND OUTLETS AS DEPICTED PER ARCHITECTURAL SCHEMATIC. | NISSI ELECTRIC CORPORATION DBA NISSI ELE | R | 5617 | 7 | 118 | WINFIELD ST |  | 1 | ISSUED | 2016-11-12
E20161101809 | 2016-11-01 | RUN AUDIO VIDEO DATA AND PHONE CABLES THROUGHOUT HOUSE 65 CABLES TOTAL. | RANGER INSTALLATIONS INC
DBA RANGER AUDI | R | 7520 | 1 | 1600 | DIAMOND ST |  |  | ISSUED | 2016-11-01
E201611171164 | 2016-11-17 | REMODEL BATHROOM 6 LIGHTS 2 SWITCHES 3 RECPTACLES 1 FANS. | BAKIRMAN DEVELOPMENT GROUP | R | 5905 | 17 | 33 | MADISON ST |  |  | ISSUED | 2016-11-17
E201611151090 | 2016-11-15 | RELOCATE 5 OUTLETS ON 48 ROOMS TOTAL 240 | C T C RENOVATION INC | R | 1022 | 26 | 444 | PRESIDIO AV |  |  | ISSUED | 2016-11-15
E20161107936 | 2016-11-07 | SITE UM 196 STREET LIGHT POLE ADJACENT TO 1040 CHESTNUT ST. INSTALLATION OF 3RD PARTY COMMUNICATION EQUIPMENT ON PG&E POLE. INSTALLED EQUIPMENT: ELECTRICAL METER DISCONNECT BOX RADIOS ANTENNA | PINNACLE POWER SERVICES INC | R | 9999 | 999 | 999 | UNKNOWN * |  |  | COMPLETE | 2016-11-28
E20161107934 | 2016-11-07 | SITE UM 102 STREET LIGHT POLE ADJACENT TO 511 GREEN ST. INSTALLATION OF 3RD PARTY COMMUNICATION EQUIPMENT ON PG&E POLE. INSTALLED EQUIPMENT: ELECTRICAL METER DISCONNECT BOX RADIOS ANTENNA | PINNACLE POWER SERVICES INC | R | 9999 | 999 | 999 | UNKNOWN * |  |  | COMPLETE | 2016-11-28
E20161107923 | 2016-11-07 | CONDUIT (EMT) INSPECTION FOR EMERGENCY RESPONDERS REPEATER COVERAGE SYSTEM APPROX 1 340 LINEAR FEET OF EMT LOCATED THROUGHOUT BUILDING | LEAF COMMUNICATION CONSULTING INC | C | 4884 | 27 | 2700 | ARELIOUS WALKER DR |  |  | ISSUED | 2016-11-07
E20161101807 | 2016-11-01 | UFER GROUND | COASTWIDE ELECTRIC | R | 1069 | 4 | 21 | WOOD ST |  |  | ISSUED | 2016-11-01
E201611181192 | 2016-11-18 | INSTALL NEW ELECTRICAL 30 LIGHTS 13 SWITCHES 25 RECEPTACLES 200A SUBPANEL. | VEGA ELECTRIC INC | R | 4217 | 16 | 1285 | RHODE ISLAND ST |  | UNIT A | ISSUED | 2016-11-18
EW201611081715 | 2016-11-08 | KITCHEN AND DINING REMODEL. UFER GROUND AND 200AMP SERVICE UPGRADE | R & C MULHOLLAND INC. | R | 1328 | 008A | 2930 | LAKE ST |  | 1 | ISSUED | 2016-11-08
E201611101023 | 2016-11-10 | KITCHEN AND BATHROOM REMODEL 10 LIGHTS 6 SWITCHES 10 RECEPTACLES 2 FAN 1 DISHWASHER 1 GARBAGE DISPOSAL 1 MICROWAVE 1 RANGE 6 SMOKE DETECTORS ADD SUBPANEL. | O S E HORIZON ENTERPRISE | R | 478 | 38 | 2918 | VAN NESS AV | 2 |  | ISSUED | 2016-11-10
E20161107915 | 2016-11-07 | INSTALL NEW FAN LIGHTS AND GFI OUTLETS. INSTALL 1 LIGHT 2 SWITCH 1 OUTLET 1 FAN. | HT CONSTRUCTION COMPANY | R | 1717 | 28 | 1282 | 34TH AV |  | 1/F | ISSUED | 2016-11-07
E20161107927 | 2016-11-07 | KITCHEN REMODEL 1 LIGHTS 1 SWITCH 3 RECEPTACLES 1 DISHWASHER 1 GARBAGE DISPOSAL 1 MICROWAVE 1 RANGE. | A G C I INC | R | 6016 | 28 | 255 | PARIS ST |  |  | ISSUED | 2016-11-07
E201611281299 | 2016-11-28 | POOL & SPA EQUIPMENT LIGHTS UNDERGROUND CONDUITS 6 LIGHTS #12 WIRE FOR PUMPS HEATER COVER SANITIZER POOL CONTROL PANEL ELECTRICIAN PROVIDING 60 MAPS | BLUE REVOLUTION INC. | R | 1256 | 63 | 715 | BUENA VISTA AVE WEST AV |  |  | ISSUED | 2016-11-28
EW201611021602 | 2016-11-02 | 3000 LIGHTS; 3 500 SWITCHES; 8800 RECEPTACLES; 2000 CIRCUITS; 55 PANELS/SWITCHES; VARIOUS FEEDERS; 3100 FIRE ALARM DEVICES; TEMP POWER - LG 14-7-14220 | CUPERTINO ELECTRIC INC. | R | 814 | 14 | 150 | VAN NESS AV |  | 0 | ISSUED | 2016-11-02
EW201611211953 | 2016-11-21 | TI - (2) RECEPTACLES (2)SENSORS | MCMILLAN BROS ELECTRIC | C | 232 | 16 | 3 | EMBARCADERO CENTER * |  | 1140 | COMPLETE | 2016-11-28
EW201611292071 | 2016-11-29 | CBSI - TI | MCMILLAN BROS ELECTRIC | C | 3736 | 123 | 235 | 02ND ST | 0 | 6 | ISSUED | 2016-11-29
EW201611111817 | 2016-11-11 | (1) 45KVA TRANSFORMER DISTRIBUTION PANEL LOCAL DISCONNECT SWITCHES FEEDER BREAKER/BUS TAP EMON DEMON | SIERRA ELECTRIC CO | C | 3711 | 13 | 77 | BEALE ST |  | 0 | ISSUED | 2016-11-11
E201611181183 | 2016-11-18 | MISSION BAY BLOCK 1 BUILDING R2. 1) BUILDING IS A SIX STORY LOW RISE CONDOMINIUM COMPLEX WITH 152 RESIDENTIAL UNITS PLUS 1 GUEST SUITE. 2) BUILDING INCLUDES RETAIL SPACES ON THE GROUND FLOOR. 3) BUILDING INCLUDES THREE LEVELS OF PARKING GARAGE ON THE FIRST THREE LEVELS. 4) BUILDING HAS AMENITY AREAS AND AN OUTDOOR COMMON AREA ON THE THIRD FLOOR. 5) SCOTT ELECTRIC IS INSTALLING THE COMPLETE ELECTRICAL FOR THE BUILDING. MAJOR SYSTEMS INCLUDE: FEEDER AND BRANCH POWER DISTRIBUTION NORMAL AND EMERGENCY LIGHTING FIRE AND LIFE SAFETY SYSTEMS TELECOMMUNICATION SYSTEMS SECURITY AND VIDEO SURVEILLANCE SYSTEMS 150KW EMERGENCY GENERATOR. 6) INCLUDES ALL RESIDENTIAL UNITS COMMON AMENITY AREAS LOBBY AND CORRIDORS PARKING GARAGE AND BACK OF HOUSE. 7) ALSO INCLUDES: BUS DUCT RISERS UNIT SUBSTATIONS TRANSFORMERS CIRCUIT BREAKERS METERING MODULES DISTRUBUTION PANELS CONDUIT WIRING SUPPORTS FEEDERS ETC. **GENERAL CONTRACTOR PAYING FOR PERMIT PER AUTHORIZATION OF ELECTRICAL CONTRACTOR** | EDWARD W. SCOTT | C | 8715 | 7 | 110 | CHANNEL * |  |  | ISSUED | 2016-11-18
EW201611282030 | 2016-11-28 | ELECTRICAL ALTERATIONS # 850 | MCCLURE ELECTRIC INC | C | 267 | 15 | 235 | PINE ST | 0 | 850 | ISSUED | 2016-11-28
EW201611091753 | 2016-11-09 | ELECTRICAL ALTERATIONS CONCIERGE LOUNGE ROOF LEVEL. | MCCLURE ELECTRIC INC | C | 234 | 17 | 5 | EMBARCADERO CENTER * |  | 19 | ISSUED | 2016-11-09
E20161107957 | 2016-11-07 | INSTALL (2) ILLUMINATED SIGNS ON BUILDING EXTERIOR | ARROW SIGN COMPANY | R | 3704 | 78 | 995 | MARKET ST |  |  | ISSUED | 2016-11-07
EW201611031641 | 2016-11-03 | GENERAL POWER AND LIGHTING UPGRADES FOR FIRST REPUBLIC BANK CONFERENCE ROOMS TI @ 1 FRONT STREET | PAGANINI ELECTRIC CORP(SEE SIGNATORIES) | C | 266 | 9 | 1 | FRONT ST |  | 8 | ISSUED | 2016-11-03
EW201611151869 | 2016-11-15 | TENANT IMPROVEMENT INCLUDING LIGHTING POWER AND FIRE ALARM DEVICES @ AFLAC - 601 MONTGOMERY STREET SUITE 1475. | PAGANINI ELECTRIC CORP(SEE SIGNATORIES) | C | 208 | 26 | 601 | MONTGOMERY ST |  | 14 | ISSUED | 2016-11-15
EW201611091736 | 2016-11-09 | PARTIAL FLOOR TENANT REMODEL @ SALESFORCE - 50 FREMONT STREET 6TH FLOOR | PAGANINI ELECTRIC CORP(SEE SIGNATORIES) | C | 3709 | 19 | 50 | FREMONT ST |  | 6 | ISSUED | 2016-11-09
EW201611091747 | 2016-11-09 | TENANT IMPROVEMENT AND LIFE/SAFETY UPGRADE @ SALESFORCE - 50 FREMONT STREET 17TH FLOOR | PAGANINI ELECTRIC CORP(SEE SIGNATORIES) | C | 3709 | 19 | 50 | FREMONT ST |  | 17 | ISSUED | 2016-11-09
EW201611151870 | 2016-11-15 | RESTROOM REMODEL INCLUDING LIGHTING AND POWER @ SF CENTRE - 865 MARKET ST MEZZANINE AND CONCOURSE | PAGANINI ELECTRIC CORP(SEE SIGNATORIES) | C | 3705 | 42 | 865 | MARKET ST |  | 0 | ISSUED | 2016-11-15
EW201611292048 | 2016-11-29 | REPLACE 800-AMP MAIN SWITCH BOARD @ THE OLYMPIC CLUB - 599 SKYLINE BLVD. | PAGANINI ELECTRIC CORP(SEE SIGNATORIES) | C | 7284 | 1 | 599 | SKYLINE BL |  | 0 | ISSUED | 2016-11-29
EW201611111813 | 2016-11-11 | TELDATA CABLING - TC1110 | C B F INC | C | 288 | 10 | 180 | SUTTER ST |  | 1 | ISSUED | 2016-11-11
EW201611292050 | 2016-11-29 | RESTROOM REMODEL ON THE 10TH FLOOR. EC1472 | C B F INC | C | 3507 | 40 | 1455 | MARKET ST |  | 10 | ISSUED | 2016-11-29
EW201611011584 | 2016-11-01 | INSTALL (398) CABLES ON THE 17TH FLOOR FOR SALESFORCE - 63950 | METROPOLITAN ELECTRICAL CONSTRUCTION | C | 3709 | 006A | 50 | FREMONT ST |  | 17 | ISSUED | 2016-11-01
E20161101808 | 2016-11-01 | NEW WIRING TO REPAIR FIRE DAMAGE KITCHEN LIVING ROOM BATHROOM 15 LTS 15 SWITCHES 20 RECEPTS 1 GAR DISP 3 SMOKE DETECTS 3 FANS 1 DISHWASHERS | PARTEE CONSTRUCTION CO | R | 4943 | 1 | 1101 | GILMAN AV |  |  | ISSUED | 2016-11-01
E201611141069 | 2016-11-14 | R/R UNDERSIZED WIRES TO 2 (E) HEAT PUMPS. RUN 3EA #4 CONDUCTORS FROM MAIN BUSSED ON 75A BREAKER TO A ROOF SUBPANEL WITH 2-35A BREAKERS FEEDING THE 2 HEAT PUMPS. | BOLTER CONSTRUCTION | R | 3610 | 29 | 3491 | 20TH ST |  |  | COMPLETE | 2016-12-05
E201611101001 | 2016-11-10 | INSTALL 3 STOP 950LB RESIDENTIAL ELEVATOR WIRING WIRING WITH 3 HALL STATIONS AND A 3 STOP CONTROLLER. | ACME HOME ELEVATOR INC. | R | 957 | 15 | 2939 | VALLEJO ST |  |  | ISSUED | 2016-11-10
E20161109978 | 2016-11-09 | ADDRESS CORRECTION FOR E201505078414 | JOHN BUCKLEY ELECTRIC | R | 2753 | 10 | 4306 | 21ST ST |  |  | COMPLETE | 2016-11-09
E20161102829 | 2016-11-02 | KITCHEN & BATH REMODELING. 4 LIGHTS 3 SWITCHES 8 RECEPTACLES 2 FANS 1 DISHWASHER 1 GARBAGE DISPOSAL. | SURE INC. | R | 522 | 003A | 1538 | FILBERT ST | 0 | #10 | ISSUED | 2016-11-02
E201611171172 | 2016-11-17 | ALL ROOMS 10 LIGHTS 6 SWITCHES 25 RECETPACLES 2 FANS 1 DISHWASHER 1 GARBAGE DISPOSAL 1 MICROWAVE | SURE INC. | R | 852 | 003A | 106 | HAIGHT ST |  |  | ISSUED | 2016-11-17
E20161109985 | 2016-11-09 | UFER GROUND | LEI'S CONSTRUCTION CO | R | 1276 | 17 | 183 | PARNASSUS AV |  |  | COMPLETE | 2016-11-09
EW201611221970 | 2016-11-22 | UFER GROUND | B B J ELECTRIC INC | R | 646 | 15 | 1633 | CALIFORNIA ST |  | 1 | ISSUED | 2016-11-22
E201611281302 | 2016-11-28 | INSTALL 4 EXTERIOR SIGNS "EXTRA SPACE STORAGE" | GOLDEN GATE SIGN COMPANY INC. | R | 3513 | 80 | 190 | OTIS ST |  |  | ISSUED | 2016-11-28
E20161103876 | 2016-11-03 | REMODEL KITCHEN REMOVE SUBPANEL TO HALLWAY 6 LIGHTS 4 SWITCHES 6 RECEPTACLES 1 FAN 1 DISHWASHER 1 GARBAGE DISPOSAL 1 MICROWAVE 1 RANGE | 21ST CENTURY HOME IMPROVT | R | 1129 | 47 | 1145 | DIVISADERO ST | 221 |  | COMPLETE | 2016-12-12
EW201611141845 | 2016-11-14 | BATHROOM REMODEL | KORBES ELECTRIC | R | 3544 | 26 | 41 | LANDERS ST | 0 | 2 | ISSUED | 2016-11-14
EW201611292068 | 2016-11-29 | REMOVAL OF EXISTING PANEL NEW LIGHTING IN KITCHEN MAIN AREA AND BATHROOM. | MARK W SCHULKAMP ELECTRIC | R | 221 | 63 | 1250 | JONES ST | 802 | 802 | ISSUED | 2016-11-29
EW201611151874 | 2016-11-15 | ROUGH ELECTRICAL AND LIGHTING | ARTISTIC LIGHTING & ELECTRIC | R | 0215C | 32 | 1333 | JONES ST | 702 | 702 | ISSUED | 2016-11-15
EW201611151889 | 2016-11-15 | WF FIRE PUMP GENERATOR POWER - 420 MONTGOMERY STREET - 6-20 OUTLETS - WBE JOB #01-141969 - CONTACT SORREN ANDERSON 415-850-2176 | W. BRADLEY ELECTRIC | C | 239 | 26 | 420 | MONTGOMERY ST |  | 1 | ISSUED | 2016-11-15
EW201611011552 | 2016-11-01 | ELECTRICAL WORK - (16) DOWN LIGHTS; (8) PENDANT LIGHTS AND (2) LIGHT CONTROL DEVICES | CAPITOL ELECTRIC CONST | C | 3774 | 67 | 501 | 02ND ST |  | 4 | ISSUED | 2016-11-01
E201611291347 | 2016-11-29 | PER COMPLAINT #201631131 INSTALLATION OF NEW OUTLETS 4 RECEPTACLES. | BAJADA ELECTRIC | R | 3282 | 17 | 68 | KEYSTONE WY |  |  | ISSUED | 2016-11-29
EW201611031645 | 2016-11-03 | TOP FLOOR: 2 BATH REMODELS. MID FLOOR : KITCHEN / DINE REMODEL. 1ST FLOOR: 200 AMP SERVICE / SUB PANEL. | WEST COAST ELECTRIC INC | R | 1425 | 33 | 250 | 09TH AV |  | 1 | ISSUED | 2016-11-03
E201611221259 | 2016-11-22 | GROUND FLOOR 27 LTS 16 SWITCHES 13 RECEPTS 1 FANS NEW SUB-PANEL | M & M ELECTRIC CO | R | 5071 | 9 | 250 | TOCOLOMA AV |  |  | ISSUED | 2016-11-22
EW201611161900 | 2016-11-16 | REPLACE EXISTING RECESSED LIGHTS AND INSTALL FIREHATS. RELOCATE SUBPANEL. RECONNECT EXISTING WIRING. | GRANITE ELECTRIC | R | 3557 | 124 | 1983 | 15TH ST | 0 | 1 | ISSUED | 2016-11-16
EW201611031649 | 2016-11-03 | ANSUAL SYSTEM CIRCUITS FOR KITCHEN EQUIPMENT LIGHTING SYSTEMS | UREY-W-ELECTRICAL CO INC * SEE NOTE *** | C | 3588 | 7 | 758 | VALENCIA ST |  | 1 | ISSUED | 2016-11-03
EW201611091758 | 2016-11-09 | UNIT 3: NEW KITCHEN NEW BATHROOM UPGRADE SUBPANEL | WELLS ELECTRICAL INC | R | 249 | 23 | 1575 | SACRAMENTO ST |  | 3 | ISSUED | 2016-11-09
EW201611272020 | 2016-11-27 | INSTALL 220V OVEN CIRCUIT ADD DEDICATED 20 AMP CIRCUITS UNDER SINK. INSTALL FIVE 3" RECESSED CANS OVER COUNTER IN KITCHEN ON 2 SWITCHES. REPLACE KITCHEN FLORESCENT CANS WITH 8 LED CANS.ADD 3 RECEPTACLES IN MASTER BATH AND 3 WALL SCONCES.ADD TWO BEDSIDE WALL LAMPS IN MASTER BEDROOM. ADD RECEPTACLE UNDER STAIRS. | MAL ROGERS ELECTRIC | R | 4106 | 45 | 900 | MINNESOTA ST | 116 | 116 | ISSUED | 2016-11-27
EW201611262017 | 2016-11-26 | INSTALL NEW WIRING FOR TWO BATHROOM 3 BEDROOMS AND 1 LAUNDRY | BROTHER COMPANY *** CHECK I.D. *** | R | 1922 | 8 | 1643 | 21ST AV |  | 1 | ISSUED | 2016-11-26
E20161109976 | 2016-11-09 | NEW CONSTRUCTION ALL NEW ELECTRICAL 85 LIGHTS 60 SWITCHES 75 RECEPTACLES 12 FANS 2 DISHWASHERS 2 GARBAGE DISPOSALS 2 MICROWAVES 2 RANGES 15 SMOKE DETECTORS 125 AMP SERVICE UPGRADE/ | H D CONSTRUCTION COMPANY | R | 1628 | 28 | 618 | 17TH AV |  |  | ISSUED | 2016-11-09
EW201611051684 | 2016-11-05 | TO INSTALL NEW MAIN ELECTRICAL SERVICE UNDER GROUND 220 VOLTS ONE PHASE WITH TWO ELECTRICAL METERS AND ONE ELECTRICAL PANEL TO FEED EXISTING TOP FLOOR SUB PANELS COMMERCIAL METER NO 1 WILL BE RATED 200 AMPS WITH CIRCUIT BREAKER FOR COMMERCIAL SPACE COMMERCIAL METER NO 2 WILL BE TO FEED EXISTING SUB PANELS TOP FLOOR | L & L ELECTRIC | C | 3569 | 14 | 2072 | MISSION ST | 0 | 2072 | ISSUED | 2016-11-05
E20161107925 | 2016-11-07 | INSTALL UFER GROUND WIRE IN FOUNDATION | POWER ELECTRIC | C | 3641 | 22 | 3172 | 24TH ST |  |  | ISSUED | 2016-11-07
E201611171147 | 2016-11-17 | INSTALLING ELECTRICAL LIGHTS AND 15 PLUGS. REPLACE EXISTING LIGHTS. | IDEAL CARPENTRY** SEE CONTRACTOR'S NOTE* | R | 146 | 20 | 627 | VALLEJO ST | 0 |  | ISSUED | 2016-11-17
E20161107918 | 2016-11-07 | 500 FT ALTERATION OF GROUND LEVEL TO INCLUDE FAMILY ROOM AND 2 FULL BATHS AND CONVERTING HALF BATH TO FULL BATH ON 2ND LEVEL 10 LTS 10 SWITCHES 3 RECEPTS 2 FANS | FRANK LAU CONSTRUCTION CO | R | 5705 | 13 | 472 | ELLSWORTH ST |  |  | ISSUED | 2016-11-07
EW201611181943 | 2016-11-18 | ELECTRICAL WIRING FOR LIGHTS AND RECEPTACLES | M I C ELECTRIC | C | 1271 | 024B | 930 | COLE ST |  | 1 | ISSUED | 2016-11-18
EW201611181947 | 2016-11-18 | INSTALL UFER CABLE PER CODE. IE BOND TO REBAR CAGE AT FRONT GARAGE GRADE BEAM AT THE 3445 PIERCE SIDE. BOD TO GAS WATER AND ELECTRICAL PANEL. WORK TRIGGERED NY SOFT STORY RETROFIT PERMIT #201608104650 CONTACT PERSON: MILES 808-298-6384 | SEISMIC RETROFITTERS INC. | R | 0464A | 6 | 3445 | PIERCE ST | 0 | 1 | COMPLETE | 2016-11-28
E20161102820 | 2016-11-02 | REWIRE OF LOWER ADDITION 2 BEDROOMS - MASTER BATHROOM MASTER BEDROOM GARAGE LAUNDRY AND UTILITY ROOM 40 LTS 15 SWITCHES 25 RECEPTS 3 SMOKE DETECTS 3 FANS | FLASH ELECTRIC **CK ID****** | R | 1786 | 005A | 1343 | 31ST AV |  |  | ISSUED | 2016-11-02
E201611101029 | 2016-11-10 | NEW WIRING FOR KITCHEN BATHROOMS AND THROUGHOUT NEW LIGHTING FIXTURES AND OUTLETS THROUGHOUT. REFER BPA #201603020982 (41 OUTLETS OR MORE) | S F GARAGE COMPANY INC. | R | 631 | 20 | 2686 | SACRAMENTO ST |  |  | ISSUED | 2016-11-10
E201611141036 | 2016-11-14 | KITCHEN REMODEL 40AMP SUBPANEL NEW LIGHTS PLUGS SWITCHES. | JR ELECTRICAL INC | R | 930 | 52 | 2375 | FRANCISCO ST |  |  | ISSUED | 2016-11-14
EW201611221979 | 2016-11-22 | REPLACE EXISTING SURFACE FIXTURES WITH NEW MODELS RELOCATE SOME EXISTING PLUGS REPLACE EXISTING RECESSED FIXTURE TRIMS ADD NEW CIRCUITING & SWITCH LEGS ADD LED CABINET LIGHTING | ERNEST F FERRARI ELECT INC | R | 629 | 64 | 2121 | WEBSTER ST |  | 505 | ISSUED | 2016-11-22
E201611211211 | 2016-11-21 | INSTALL AND CONNECT (2) FLOOR OUTLETS. | MENESES CONSTRUCTION (CK ID) | C | 5260 | 48 | 4138 | 03RD ST |  | 1ST FLOOR | ISSUED | 2016-11-21
EW201611171921 | 2016-11-17 | MODULAR OFFICE FURNITURE INSTALLATION OF (4) WORK STATIONS ON THE 6TH FLOOR. | ADVANCED INSTALLATION SERVICES INC | C | 3721 | 122 | 535 | MISSION ST |  | 6 | COMPLETE | 2016-12-05
EW201611292055 | 2016-11-29 | MODULAR OFFICE FURNITURE INSTALLATION OF (41) WORKSTATIONS ON THE 5TH FLOOR. | ADVANCED INSTALLATION SERVICES INC | C | 3708 | 95 | 560 | MISSION ST |  | 5 | ISSUED | 2016-11-29
E201611171168 | 2016-11-17 | APT 102: KITCHEN REMODEL RELOCATE (E) SUBPANEL. ADD NEW COUNTER PLUGS. | YUCO ELECTRICAL | R | 912 | 002B | 1870 | JEFFERSON ST | 0 |  | ISSUED | 2016-11-17
E201611171174 | 2016-11-17 | REWIRE HOUSE 80 LIGHTS 20 SWITCHES 120 RECEPTACLES 4 FAN 1 DISHWASHER 1 GARBAGE DISPOSAL 1 MICROWAVE 1 RANGE 6 SMOKE DETECTORS. | HEAVEN'S EARTH CO INC | R | 1870 | 5 | 1539 | 24TH AV |  | 1ST AND 2ND FLR | ISSUED | 2016-11-17
EW201611151881 | 2016-11-15 | FIST FLOOR BATH ROOM REMODLE | A & K ELECTRIC | R | 2807 | 17 | 956 | ELIZABETH ST |  | 1 | ISSUED | 2016-11-15
E201611281298 | 2016-11-28 | KITCHEN & LIVING ROOM REMODEL ALL NEW CIRCUITS TO BE FED FROM (E) PANEL; 24 LIGHTS 8 SWITCHES 24 RECPTACLES; 1 DISHWASHER 1 GARBAGE DISPOSAL | TOOLBOX | R | 2678 | 5 | 333 | OAK PARK DR |  |  | ISSUED | 2016-11-28
EW201611021601 | 2016-11-02 | REINSTALL AND RELOCATE EXISTING FOR ALARM DEVICES DUE TO TENANT IMPROVEMENT | SAN FRANCISCO FIRE PROTECTION | C | 3703 | 70 | 1035 | MARKET ST |  | 1 | ISSUED | 2016-11-02
EW201611021598 | 2016-11-02 | INSTALL NEW FIRE SPRINKLER MONITORING SYSTEM WITH LIFE SAFETY WITNESS TEST | SAN FRANCISCO FIRE PROTECTION | R | 1749 | 4 | 1215 | ARGUELLO BL | 0 | 0 | ISSUED | 2016-11-02
EW201611111822 | 2016-11-11 | FIRE ALARM LIKE FOR LIKE UPGRADE | SAN FRANCISCO FIRE PROTECTION | R | 3636 | 043A | 155 | BARTLETT ST |  | 0 | ISSUED | 2016-11-11
E20161103861 | 2016-11-03 | HARDWIRE CONNECTION TO SIGNAGE. SA-EID BRANNAN ST ENTRY ID SIGN. EID DE BOOM ST. ENTRY ID SIGN. REF APP #'S 201601136944 AND 201601136946 | WEIDNER ARCHITECTURAL SIGNAGE | R | 3774 | 26 | 270 | BRANNAN ST |  |  | ISSUED | 2016-11-03
E20161103858 | 2016-11-03 | HARDWIRE CONNECTIONS TO ELECTRICAL SUPPLY FOR SING TYPES: AD-2 ADDRESS SOUTH AD-P PROJECTING ADDRESS AD-3 ADDRESS NUMBER. REF APP #'S: 201607263419 - 201607263420 - 201607263421 | WEIDNER ARCHITECTURAL SIGNAGE | C | 3911 | 1 | 1 | HENRY ADAMS ST |  |  | ISSUED | 2016-11-03
E201611101025 | 2016-11-10 | REWIRE THE WHOLE HOUSE. UPGRADE THE SERVICE TO 200AMP | AMHERST ASSOCIATES CONST | R | 2699 | 9 | 238 | EUREKA ST |  |  | ISSUED | 2016-11-10
E201611101005 | 2016-11-10 | UPPER FLOOR ONLY - KITCHEN AND BATHROOM REMODEL - 25 LIGHTS 12 SWITCHES 14 RECEPTACLES 1 FAN (BATH) 1 KITCHEN HOOD FAN 1 DISHWASHER 1 GARBAGE DISPOSAL 1 RANGE 3 SMOKE DETECTORS | WOMACK CONSTRUCTION | R | 6663 | 42 | 122 | FAIRMOUNT ST |  | UPPER FLOOR | ISSUED | 2016-11-10
EW201611101784 | 2016-11-10 | DOWNSTAIRS REWIRE BEDROOM FAMILY ROOM LAUNDRY AND GARAGE | MAHON ELECTRIC | R | 2081 | 6 | 1867 | 44TH AV |  | 1 | ISSUED | 2016-11-10
EW201611231997 | 2016-11-23 | REWIRE KITCHEN DINING ROOM AND BATHROOM FIRST FLOOR | MAHON ELECTRIC | R | 1932 | 039A | 517 | LAWTON ST |  | 1 | ISSUED | 2016-11-23
EW201611071695 | 2016-11-07 | INSTALLATION OF A FIRE ALARM SYSTEM INCLUDING: NEW FIRE PANEL SMOKE DETECTOR PULL STATION NOTIFICATION DEVICES SPACED THROUGHT-OUT PER NFPA 72 CODES AND INPUT MODULES TO MONITOR WATER FLOW AND TAMPER DEVICES. | CRIME WATCH SECURITY SYSTEMS INC | R | 2695 | 20 | 195 | COLLINGWOOD ST |  | 1 | ISSUED | 2016-11-07
E201611181182 | 2016-11-18 | LEGALIZE KITCHEN AND BATHROOM 2 LIGHTS 2 SWITCHES 5 RECEPTACLES. | D N S CONSTRUCTION | R | 7044A | 18 | 17 | OTTAWA AV |  |  | ISSUED | 2016-11-18
EW201611111816 | 2016-11-11 | INSTALL NEW WIRING IN NEW ROOMS THROUGHOUT HOUSE ON 3 LEVELS. NEW KITCHEN BEDROOMS BATHROOMS. REPLACE SUB PANEL | AW ELECTRICAL INC | R | 1351 | 13 | 75 | 07TH AV |  | 1 | ISSUED | 2016-11-11
EW201611101792 | 2016-11-10 | ADD 13 RECESSED LIGHTS AND 10 OUTLETS IN THE LIVING ROOM AND HALLWAY | RAY'S ELECTRICAL | R | 2719B | 5 | 130 | GRAYSTONE TR |  | 1 | COMPLETE | 2016-12-12
EW201611081718 | 2016-11-08 | INSTALL STANCHIONS/CONDUIT FOR PV SOLAR SYSTEM. | LUMINALT ENERGY CORPORATION | R | 5528 | 13 | 187 | PERALTA AV |  | 1 | ISSUED | 2016-11-08
E201611151105 | 2016-11-15 | INSTALL 1 FIRE ALARM COMMUNICATOR. | BAY ALARM COMPANY | R | 355 | 5 | 37 | GROVE ST |  |  | ISSUED | 2016-11-15
EW201611051683 | 2016-11-05 | INSTALL (14) ROOF MOUNTED SOLAR PANELS. (3.64KW) - 14 ROOF-MOUNTED SOLAR PV MODULES 260 WATTS PER MODULE 1 INTERACTIVE INVERTER TOTAL NO. OF RATING 3 KW. | SOLARCITY CORPORATION | R | 1875 | 29 | 1546 | 30TH AV |  | 2 | COMPLETE | 2016-11-17
E201611231291 | 2016-11-23 | UPGRADE WIRING 20 LIGHTS 16 SWITCHES 22 RECEPTACLES 3 FANS. 2 GARBAGE DISPOSALS 2 MICROWAVES 1 SUMP PUMP 1 HEATER (2) 70A SUBPANELS | SUN WU LIU DBA GOLDEN WU CONSTRUCTION IN | R | 6013 | 9 | 182 | LONDON ST |  |  | ISSUED | 2016-11-23
E201611151093 | 2016-11-15 | RENEVATION ENTIRE KITCHEN 27 LTS 14 SWITCHES 30 RECEPTS 3 FANS 1 GAR DISP 1 MICRO 1 RANGES 6 SMOKE DETECTS | B W H BUILDER INC. | R | 5933 | 26 | 145 | COLBY ST |  |  | ISSUED | 2016-11-15
E20161108970 | 2016-11-08 | COMPLETE REWIRE ELECTRICAL SERVICES UPGRADE; 40 LIGHTS 20 SWITCHES 30 RECEPTACLES 3 FANS 1 DISHWASHER 1 GARBAGE DISPOSAL 1 RANGE 5 SMOKE DETECTORS 15 CIRCUITS | ZEUS CONSTRUCTION CORP. | R | 5688 | 14 | 76 | BRONTE ST |  |  | ISSUED | 2016-11-08
EW201611101794 | 2016-11-10 | GROUND ROD INSPECTION FOR ICE RINK. | COPELLO ELECTRIC CO | C | 233 | 44 | 4 | EMBARCADERO CENTER * |  | 1 | ISSUED | 2016-11-10
E201611221269 | 2016-11-22 | REWIRE UNIT ADD 100A PANEL 20 LIGHTS 12 SWITCHES 15 RECEPTACLES 2 FAN 1 DISHWASHER 1 GARBAGE DISPOSAL 1 MICROWAVE 1 RANGE 4 SMOKE DETECTORS. | QUALITY PAINTING & CONSTRUCTION | R | 1202 | 3 | 1231 | GROVE ST |  | UNIT #8 | ISSUED | 2016-11-22
E20161103852 | 2016-11-03 | RELOCATE/REMODEL (E) KITCHEN AND BATHROOM AT 2ND FLOOR. REBUILT/REPLACE PART OF (E) INTERIOR STAIR. REMODEL (E) BATHROOM AND NW BATHROOM AT 3RD FLOOR. INSTALL 20 LIGHTS 10 SWITCHES 20 RECEPTACLES 4 FANS 1 DISHWASHER 1 GARBAGE DISPOSAL 1 MICROWAVE 1 RANGE AND 3 SMOKE DETECTORS. | JIAN LOU CONSTRUCTION CO. | R | 1434 | 26 | 362 | 03RD AV |  | 2/F 3/F | ISSUED | 2016-11-03
E20161109977 | 2016-11-09 | REMODEL KITCHEN AND BATHROOM. 20 LIGHTS 20 SWITCHES. | BAY C T CONSTRUCTION INC | R | 3553 | 50 | 1535A | 15TH ST |  | 3/F | ISSUED | 2016-11-09
EW201611011591 | 2016-11-01 | ADD 5 OUTLETS REMOVE EXTENSION CORDS. | JAMES DOWNS | C | 24 | 17 | 1333 | COLUMBUS AV |  | 1 | COMPLETE | 2016-11-02
E20161102827 | 2016-11-02 | SOLAR: INSTALL 26 ROOF MOUNTED PV MODS 290W/MOD 7.540KW TOTAL RATING. PLAN 1006. | SUN'S FREE SOLAR DBA SUN'S FREE | R | 1723 | 40 | 1226 | 28TH AV |  |  | COMPLETE | 2016-11-22
E20161101815 | 2016-11-01 | REMODEL 3 BATHROOMS & ADD 1/2 BATHROOM. NEW LIGHTS PLUGS SWITCHES. | BARNUM BUILDING AND DESIGN | R | 7522 | 7 | 160 | GOLD MINE DR |  |  | ISSUED | 2016-11-01
E201611181181 | 2016-11-18 | REMODEL KITCHEN AND BATHROOM 3 LIGHTS 4 SWITCHES 6 RECEPTACLES 1 FAN 1 DISHWASHER 1 GARBAGE DISPOSAL 1 MICROWAVE 1 RANGE 4 SMOKE DETECTORS. | CENTONI RESTORATION & DEVELOPMENT | R | 1294 | 29 | 1550 | SHRADER ST |  |  | ISSUED | 2016-11-18
E201611161128 | 2016-11-16 | TO INSTALL L/V AUDIO PHONE AND DATA CABLES. | J F C ELECTRIC INC | C | 146 | 7 | 660 | BROADWAY * | 0 |  | ISSUED | 2016-11-16
EW201611161901 | 2016-11-16 | INSTALLATION OF HVAC CONTROLS | TRINITY E M C S INC. | R | 3735 | 59 | 201 | 03RD ST |  | 4 | ISSUED | 2016-11-16
E201611181201 | 2016-11-18 | SOLAR: INSTALL 18 ROOF MOUNTED PV MODS 285W/MOD 5.13KW TOTAL RATING. PLAN 1076. | SWANROCK INC. DBA: SKYTECH SOLAR | R | 7532 | 15 | 207 | TOPAZ WY |  |  | ISSUED | 2016-11-18
E201611151099 | 2016-11-15 | ADD 2 LTS 2 OUTLES 1 SWITCHES RELOCATE CEILING & WALL WIRING | RAINBOW ELECTRIC CORP | R | 6544 | 009B | 4443 | 25TH ST |  |  | ISSUED | 2016-11-15
E201611221268 | 2016-11-22 | RELOCATE SURFACE MOUNTED RECEPTACLES IN LAUNDRY ROOM TO ACCOMMODATE NEW LOCATIONS FOR WASHER + DRYERS ADD 2-4 NEW CIRCUITS DEDICATED LINES | GOLD COAST BUILDERS | R | 3570 | 2 | 520 | SOUTH VAN NESS AV |  |  | ISSUED | 2016-11-22
E20161108960 | 2016-11-08 | UPDATE KITCHEN ELECTRICAL MASTER BATHROOM POWDER ROOM / GUEST BATHROOM INSTALL 1 SUBPANEL 13 LTS 7 SWITCHES 7 RECEPTS 1 GAR DISP 1 MICRO 1 RANGES 2 FANS 1 DISHWASHERS | SALGO CONSTRUCTIONS | R | 4043 | 4 | 718 | TENNESSEE ST |  |  | ISSUED | 2016-11-08
EW201611292067 | 2016-11-29 | KITCHEN BEDROOMS DINING ROOM REMODEL TWO BATHS FAMILY ROOM SITTING ROOM ETC.... | ARMAS ELECTRIC | R | 4206 | 020A | 2757 | HARRISON ST |  | 2 | ISSUED | 2016-11-29
E20161107916 | 2016-11-07 | UFER GROUND | OLIVE CONSTRUCTION | R | 4099 | 45 | 583 | ARKANSAS ST |  |  | COMPLETE | 2016-11-08
E20161104897 | 2016-11-04 | 1/F: ADD 2 BEDROOMS 1 BATHROOM RELOCATE WASHER & DRYER. | COGENT CONSTRUCTION & CONSULTING INC | R | 7000 | 8 | 167 | BEVERLY ST |  |  | ISSUED | 2016-11-04
EW201611181949 | 2016-11-18 | INSTALLED A 2.5 KW PV SOLAR SYSTEM ROOF MOUNTED - 10 ROOF-MOUNTED SOLAR PV MODULES 250 WATTS PER MODULE 10 INTERACTIVE INVERTER TOTAL NO. OF RATING 2.5 KW. | ALL BAY SOLAR | R | 6762 | 32 | 53 | MARTHA AV |  | 1 | COMPLETE | 2016-11-29
EW201611021611 | 2016-11-02 | REPLACE ELECTRICAL 100AMP SUB-PANEL AT UNIT B204 | GREEN TECH ELECTRIC SOLUTIONS | C | 1737 | 9 | 1201 | FUNSTON AV | 0 | 204 | ISSUED | 2016-11-02
EW201611252015 | 2016-11-25 | REPLACE ELECTRICAL 100A SUBPANEL AT UNIT C102 | GREEN TECH ELECTRIC SOLUTIONS | C | 1737 | 14 | 1221 | FUNSTON AV | 0 | 102 | COMPLETE | 2016-12-08
EW201611101780 | 2016-11-10 | COMPLETE NEW WIRING OF LOWER FLOORS. | A R D MAC ELECTRIC | R | 1014 | 73 | 3974 | SACRAMENTO ST |  | 1 | ISSUED | 2016-11-10
E201611221263 | 2016-11-22 | REWIRE HOUSE 125A SERVICE UPGRADE 40 LIGHTS 30 SWITCHES 50 RECEPTACLES 4 FAN 1 DISHWASHER 1 GARBAGE DISPOSAL 1 MICROWAVE 1 RANGE 6 SMOKE DETECTORS. | J & J SOUTH WEST CONSTRUCTION INC | R | 577 | 001C | 1807 | BROADWAY * |  | UNIT 1 | ISSUED | 2016-11-22
E201611151081 | 2016-11-15 | ADD LAUNDRY TO GARAGE 1 LIGHT 1 SWITCH 1 RECEPTACLE 2 CIRCUITS. | ZERK CONSTRUCTION | R | 1666 | 52 | 4702 | FULTON ST | 0 |  | COMPLETE | 2016-11-22
EW201611031625 | 2016-11-03 | INSTALLATION OF (12) WORKSTATIONS WITH POWER | ESCUE & ASSOCIATES INC | C | 3706 | 276 | 736 | MISSION ST | 0 | 1 | COMPLETE | 2016-12-09
EW201611171922 | 2016-11-17 | NEW 200AMP MAIN SERVICE UPGRADE NEW GROUNDING SYSTEM NEW DEDICATED CIRCUITS FOR WASHER/DRYER AND GARAGE DOOR MOTOR. | A & S ELECTRIC LLC | R | 5735 | 13 | 533 | NEVADA ST |  | 1 | COMPLETE | 2016-12-05
E20161108972 | 2016-11-30 | REMODEL (E) BATHROOM & REWIRE: NEW PLUGS LIGHTS SWITCHES. | TAO'S CONSTRUCTION | R | 7137 | 002B | 204 | SAGAMORE ST |  |  | ISSUED | 2016-11-30
EW201611292076 | 2016-11-29 | CHANGING THE RUST 100 AMP SERVICE PANEL ON THE SAME LOCATION. | A & Q ELECTRICAL COMPANY | C | 210 | 44 | 813 | WASHINGTON ST |  | 0 | ISSUED | 2016-11-29
E20161104905 | 2016-11-04 | GFI OUTLET FOR KITCHEN | BASSAD INC./DBA: EVERLAST CONSTRUCTION | R | 6958 | 44 | 1119 | CAYUGA AV |  |  | ISSUED | 2016-11-04
E201611291346 | 2016-11-29 | REMODEL BATHROOM 2 LIGHTS 1 FAN. | BASSAD INC./DBA: EVERLAST CONSTRUCTION | R | 5309 | 32 | 1411 | NEWCOMB AV |  |  | ISSUED | 2016-11-29
E201611291360 | 2016-11-29 | APT F2-404: BATHROOM & KITCHEN REPLACE (E) LIGHTS SWITCHES & RECEPTACLES. | PS2 INC | R | 731 | 17 | 1345 | FILLMORE ST |  |  | ISSUED | 2016-11-29
E201611221254 | 2016-11-22 | APT 301:REWIRE UNIT INCLUDING KITCHEN & BATHROOM REMODEL. NEW PLUGS LIGHTS SWITCHES. | PS2 INC | R | 280 | 11 | 952 | SUTTER ST |  |  | ISSUED | 2016-11-22
E20161101785 | 2016-11-01 | KITCHEN AND BATHROOM REMODEL | SFT CONSTRUCTION | R | 253 | 12 | 1060 | PINE ST |  | UNIT #7 | ISSUED | 2016-11-01
E201611141072 | 2016-11-14 | REWIRE UNIT 11 LIGHTS 5 SWITCHES 15 RECEPTACLES 1 FAN 1 RANGE 2 SMOKE DETECTORS. | B POWER CONSTRUCTION CORP | R | 4212 | 2 | 1214 | UTAH ST |  |  | ISSUED | 2016-11-14
E20161109990 | 2016-11-09 | UPGRADE WIRING 15 OUTLETS 10 CAT 5 CABLES. | MEL ELECTRIC INC | C | 240 | 14 | 615 | SACRAMENTO ST |  |  | ISSUED | 2016-11-09
E20161107911 | 2016-11-07 | SOLAR: PLAN 1062 15 PV MODS 327 WATTS PER MOD 4.905 = DC KW SYSTEM | 360 MANAGEMENT GROUP INC DBA SUNTIME ENE | R | 6444 | 9 | 70 | SEVILLE ST |  |  | ISSUED | 2016-11-07
E20161101799 | 2016-11-01 | ADDRESS CORRECTION FOR PERMIT E20161024622. | CALIFO ELECTRIC | R | 2452 | 023A | 2638 | 45TH AV |  |  | ISSUED | 2016-11-01
E201611221261 | 2016-11-22 | REWIRE HOUSE 125A SERVICE UPGRADE 50 LIGHTS 30 SWITCHES 50 RECEPTACLES 2 FAN 1 DISHWASHER 1 GARBAGE DISPOSAL 1 RANGE 5 SMOKE DETECTORS. | K F L ELECTRIC | R | 1881 | 8 | 1535 | 35TH AV |  |  | FILED | 2016-11-22
E20161104894 | 2016-11-04 | KITCHEN AND BATHROOM REMODELING UPGRADE ELECTRICAL PANEL TO 200 AMPS 4 LT S 3 SWITCHES 6 RECEPTS 1 GAR DISP 1 MICRO 1 FANS 1 DISHWASHERS | REALTY BUILDERS INC | R | 1827 | 4 | 1435 | 26TH AV |  |  | ISSUED | 2016-11-04
E20161107931 | 2016-11-07 | UPGRADE SERVICE TO 200 AMP. | SPECTRUM SYSTEMS SF | R | 521 | 001A | 1627 | GREENWICH ST |  |  | ISSUED | 2016-11-07
E201611211236 | 2016-11-21 | OO | A-1 HEATING AND COOLING INC | R | 2506 | 31 | 2734 | 38TH AV |  |  | FILED | 2016-11-21
E201611141047 | 2016-11-14 | 8/F: INSTALL 105 WORKSTATIONS. | MODULAR AND DATA SERVICES CORP | C | 3705Z | 4 | 22 | 04TH ST |  |  | ISSUED | 2016-11-14
E201611101002 | 2016-11-10 | INSTALL (14) NEW AT&T DEVICES; (4) ANTENNAES (3) RRU'S -32 (3) RRU'S -11 (1) DUS41 (1) DC12 (1) SPLICE BOX AND (1) PULLCAN INSTALL NEW COAX AND INTERDUCT. | APEX SITE SOLUTIONS INC | C | 270 | 37 | 430 | BUSH ST |  |  | COMPLETE | 2016-12-02
E20161102842 | 2016-11-02 | ELECTRICAL REWIRE FOR FIRE DAMAGE 6 LIGHTS 5 SWITCHES 13 RECE574638PTACLES 1 FAN. | WONACOTT CONSTRUCTION SERVICES | R | 2752 | 27 | 4251 | 20TH ST |  |  | ISSUED | 2016-11-02
E201611171169 | 2016-11-17 | BATHROOM REMODEL; 4 LIGHTS 4 SWITCHES 4 RECEPTACLES 2 FANS | STEP BY STEP HOME IMPROVEMENT | R | 1822 | 18 | 1478 | 32ND AV |  |  | ISSUED | 2016-11-17
E201611171146 | 2016-11-17 | KITCHEN AND BATHROOM REMODEL ELECTRICAL REWIRE INSTALLING HEATING | C K CONSTRUCTION | R | 4153 | 16 | 2710 | 23RD ST |  |  | ISSUED | 2016-11-17
E201611211222 | 2016-11-21 | INSTALL 125A SUBPANEL AND (3) 30A ELECTRIC CAR CHARGERS. | AUTO CHARGE ELECTRIC INC | C | 5302 | 59 | 2060 | NEWCOMB AV |  |  | COMPLETE | 2016-12-09
E20161107954 | 2016-11-07 | SITE UM 268 STREETLIGHT POLE ADJACENT TO 724-734 GEARY ST. INSTALLATION OF 3RD PARTY COMMUNICATION EQUIPMENT ON PG&E POLE. INSTALLED EQUIPMENT: ELECTRICAL METER DISCONNECT BOX RADIOS ANTENNA | PINNACLE POWER SERVICES INC | R | 9999 | 999 | 999 | UNKNOWN * |  |  | COMPLETE | 2016-11-28
E201611211228 | 2016-11-21 | REMODEL UPSTAIRS BATHROOM. TO COMPLY WITH COMPLAINT 201647291 | EVER GRANDE CONSTRUCTION INC | R | 1536 | 27 | 456 | 09TH AV |  |  | COMPLETE | 2016-11-23
E201611171158 | 2016-11-17 | APT 304: REWIRE ENTIRE UNIT NEW SUBPANEL NEW LIGHTS PLUGS SWITCHES. | BOSS CONSTRUCTION INC. | R | 1241 | 009B | 65 | BUENA VISTA EAST AV |  |  | ISSUED | 2016-11-17
E201611141066 | 2016-11-14 | ADD 2 NEW CIRCUITS 1 LIGHT W/SWITCH & 1 GFI RECEPTACLE FOR WINE FRIDGE. | MISSION BAY CONSTRUCTION SERVICES INC. | R | 3544 | 108 | 8 | LANDERS ST | 103 | 2/F | ISSUED | 2016-11-14
E201611181205 | 2016-11-18 | 1ST FLOOR: (1) SERVICE 200 AMP UPGRADE ADD HOUSE METER COMMON AREA LIGHTING AND LAUNDRY ; FEEDERS 2/0 | JOE KENNEDY ELECTRIC | R | 5663 | 1 | 200 | ANDERSON ST |  |  | COMPLETE | 2016-12-02
E20161101779 | 2016-11-01 | REPLACE 30AMP SERVICE AND PANEL W/ 100AMP |  | R | 2006 | 005C | 1747 | 43RD AV |  |  | ISSUED | 2016-11-01
E201611281327 | 2016-11-28 | JOB ADDRESS: 1528 FILLMORE ST. - REPAIR/RE-INSTALL SERVICE PEDESTAL. 120/240V 24 SPACE TESCO PEDESTAL WITH LIGHTING CONTRACTOR. ORIGINAL EQUIPMENT DESTROYED IN TRAFFIC ACCIDENT. |  | C | 9999 | 999 | 999 | UNKNOWN * |  |  | ISSUED | 2016-12-07
EW201611231996 | 2016-11-23 | LOBBY REMODEL (35)LIGHTS (1)SWITCH (6)RECEPTACLES LIFE SAFETY | MCMILLAN BROS ELECTRIC | C | 268 | 17 | 250 | MONTGOMERY ST | 0 | 0 | ISSUED | 2016-11-23
EW201611091751 | 2016-11-09 | INSTALL 200A 208V 3-PHASE 4-WIRE METER/MAIN DISTRIBUTION PANEL | SIERRA ELECTRIC CO | C | 316 | 2 | 325 | MASON ST |  | 0 | ISSUED | 2016-11-09
EW201611292052 | 2016-11-29 | ELECTRICAL ALTERATIONS/TENANT IMPROVEMENT - 20TH FLOOR | MCCLURE ELECTRIC INC | C | 268 | 8 | 220 | MONTGOMERY ST |  | 20 | ISSUED | 2016-11-29
EW201611282029 | 2016-11-28 | ELECTRICAL ALTERATIONS IN SUITE 1250 | MCCLURE ELECTRIC INC | C | 267 | 15 | 235 | PINE ST | 0 | 1250 | ISSUED | 2016-11-28
EW201611091742 | 2016-11-09 | TENANT IMPROVEMENT AND LIFE/SAFETY UPGRADE @ SALESFORCE - 50 FREMONT STREET 15TH FLOOR | PAGANINI ELECTRIC CORP(SEE SIGNATORIES) | C | 3709 | 19 | 50 | FREMONT ST |  | 15 | ISSUED | 2016-11-09
EW201611292058 | 2016-11-29 | 2 OFFICES - (2) SWITCHES & (6) OUTLETS EC1478 | C B F INC | C | 107 | 7 | 1155 | BATTERY ST |  | 6 | ISSUED | 2016-11-29
EW201611181940 | 2016-11-18 | INSTALL VFD'S AND A PUMP INSTALLATION IN THE BOILER ROOM | C B F INC | C | 3722 | 22 | 180 | NEW MONTGOMERY ST |  | 0 | ISSUED | 2016-11-18
EW201611071705 | 2016-11-07 | REWIRING OF EXISTING OUTLETS ON FIRST FLOOR REWIRING OF DINING ROOM LIGHTING LED RETROFIT INSTALLATION IN KITCHEN AND BEDROOMS 6 NEW LED RECESSED CANS IN 2 TOP BEDROOMS NEW BATHROOM OUTLET AND CIRCUIT AFCI PROTECTION FOR NEW AND SOME EXISTING CIRCUITRY NEW LIGHT FIXTURE IN GARAGE NEW GFCI OUTLETS IN GARAGE 2 NEW OUTLETS FOR LOWER ROOM. | IKE'S ELECTRIC | R | 3252 | 3 | 230 | SAN LEANDRO WY |  | 1 | ISSUED | 2016-11-07
E201611141050 | 2016-11-14 | TI FOR GROCERY STORE. | H A BOWEN ELECTRIC INC | C | 3641 | 70 | 1245 | SOUTH VAN NESS AV |  |  | ISSUED | 2016-11-14
E201611151107 | 2016-11-15 | INSTALL (2) NEW REFRIGERATED CASES | H A BOWEN ELECTRIC INC | C | 3751 | 78 | 399 | 04TH ST |  |  | ISSUED | 2016-11-15
EW201611091776 | 2016-11-09 | JOB #63804 - TOP TIER EXPANSION - 4TH FLOOR - SUITE 480 - INSTALLATION OF LIGHTING CONTROLS TO EXISTING LIGHT FIXTURES POWER FOR NEW AV IN CONFERENCE ROOM AND FURNITURE SYSTEMS VOICE/DATA SECURITY ROUGH IN AND (5) ALARM SYSTEM SPEAKER/STROBES. | METROPOLITAN ELECTRICAL CONSTRUCTION | C | 207 | 32 | 600 | MONTGOMERY ST |  | 4 | ISSUED | 2016-11-09
EW201611282041 | 2016-11-28 | RENEW PERMIT EW20150807981 SCOPE OF WORK WAS 45 JUNCTION BOXES INCLUDING PREWIRING FOR SIMPLEX FIRE ALARM SYSTEM. PROJECT WAS INSPECTED FOR ROUGH AND FINAL BUT NOT WITNESSED WITH ELECTRICAL INSPECTOR. | ALLCOM ELECTRIC INC. | C | 3752 | 9 | 360 | 04TH ST |  | 1 | ISSUED | 2016-11-28
E20161108962 | 2016-11-08 | SOLAR: PLAN 1024 26 PV MODS 285 WATTS PER MOD 7.41 = DC KW SYSTEM SERVICE UPGRADE | MR. ROOFING INC. | R | 2412 | 11 | 2463 | FUNSTON AV |  |  | COMPLETE | 2016-12-06
E20161102830 | 2016-11-02 | KITCHEN & BATH REMODELING. 4 LIGHTS 3 SWITCHES 8 RECEPTACLES 2 FANS 1 DISHWASHER 1 GARBAGE DISPOSAL. | SURE INC. | R | 929 | 21 | 2390 | CHESTNUT ST | 0 | #108 | ISSUED | 2016-11-02
E20161109986 | 2016-11-09 | UFER GROUND. | SURE INC. | R | 0438A | 6 | 3759 | FILLMORE ST | 0 |  | COMPLETE | 2016-11-15
EW201611111811 | 2016-11-11 | EXISTING GARAGE STRUCTURE. NEW ROOF DECK AREA. LIGHTING. RECEPTACLES. SWITCHES. | B B J ELECTRIC INC | R | 3629 | 33 | 1027 | CHURCH ST |  | 2 | ISSUED | 2016-11-11
EW201611151873 | 2016-11-15 | INSTALL A NEW 100 AMP OVERHEAD MAIN SERVICE IN ORDER TO REPLACE THE EXISTING FEDERAL PACIFIC EQUIPMENT | CENTURY ELECTRIC CONST | R | 1287 | 10 | 4826 | 17TH ST |  | 1 | ISSUED | 2016-11-15
EW201611041668 | 2016-11-04 | LIKE FOR LIKE FIRE ALARM REPLACEMENT | ROD MUSCIO ELECTRICAL | R | 1740 | 15 | 1269 | 10TH AV |  | 1 | COMPLETE | 2016-11-28
EW201611091767 | 2016-11-09 | MINOR TI ELECTRICAL WORK - ON THE 30TH FLOOR | CAPITOL ELECTRIC CONST | C | 230 | 28 | 1 | EMBARCADERO CENTER * |  | 30 | ISSUED | 2016-11-09
E201611291349 | 2016-11-29 | REWIRE HOUSE INSTALL SUBPANEL 2 LIGHTS 4 SWITCHES 16 RECEPTACLES 1 FAN 1 DISHWASHER 1 GARBAGE DISPOSAL 1 MICROWAVE. | BAJADA ELECTRIC | R | 496 | 3 | 1610 | LOMBARD ST |  | UNIT 104 | ISSUED | 2016-11-29
EW201611151891 | 2016-11-15 | NEW CEILING RECESSED CANS IN LIVING DINING KITCHEN BEDROOMS BATHROOMS AND HALL/ENTRY. NEW PLUGS IN NEW CABINETS IN ALL ROOMS. NEW HARDWIRED SMOKE DETECTORS IN BEDROOMS. NEW CIRCUITS FROM PANEL AS NEEDED. | PETERSON POWER & LIGHT | R | 69 | 38 | 1150 | LOMBARD ST | 38 | 5 | ISSUED | 2016-11-15
E20161101805 | 2016-11-01 | KITCHEN AND BATHROOM REMODEL 13 LIGHTS 6 SWITCHES 10 RECEPTACLES 1 FAN 1 DISHWASHER 1 GARBAGE DISPOSAL 1 MICROWAVE 1 SMOKE DETECTORS. | COSMOS ELECTRIC CO **CHECK ID & NOTE*** | R | 2699 | 29 | 375 | DOUGLASS ST |  |  | ISSUED | 2016-11-01
EW201611101787 | 2016-11-10 | INSTALL NO 4 COPPER IN FOUNDATION FOR GROUND ELECTRODE. | J L ELECTRIC | R | 1732 | 20 | 1720 | IRVING ST |  | 1 | ISSUED | 2016-11-10
EW201611221972 | 2016-11-22 | 2 BATH REMODELS | PETER DODDS ELECTRIC INC. | R | 1426 | 37 | 236 | 08TH AV |  | 2 | ISSUED | 2016-11-22
EW201611282027 | 2016-11-28 | KITCHEN REWIRE | UNIACKE ELECTRIC | R | 2020 | 10 | 1783 | 29TH AV |  | 1 | ISSUED | 2016-11-28
E20161101804 | 2016-11-01 | INSTALL 20 LTS 20 SWITCHES 25 RECEPTS AND 2 FANS FOR NEW EXPANSION (LIVING ROOM 1 FULL & 1/2 HALF BATH 2 BEDROOMS) | LE'S PLUMBING & CONSTRUCTION | R | 851 | 12 | 226 | HAIGHT ST |  |  | ISSUED | 2016-11-01
E201611221252 | 2016-11-22 | FINAL FOR ALL WORK COIMPLETED UNDER PERMIT E20140530049. | CHEN'S ELECTRICAL CO ** CHECK ID ** | R | 925 | 35 | 2429 | BAY ST |  |  | COMPLETE | 2016-11-29
EW201611211962 | 2016-11-21 | RAD REMODEL OF EXISTING LOW INCOME APARTMENT. ADD CIRCUIT TO KITCHENS AND BATH. ADD FIRE ALARM FOR ADA UNITS. PROVIDE SECURITY CAMERAS AND DOOR ACCESS. | PACIFIC DATA ELECTRIC INC DBA PDE CONSTR | R | 633 | 6 | 2698 | CALIFORNIA ST |  | 1234 | ISSUED | 2016-11-21
E20161104885 | 2016-11-04 | BASEMENT REMODEL 10 LTS 3 SWITCHES 20 RECEPTS 1 FANS | G C ELECTRIC | R | 5879 | 47 | 111 | SWEENY ST |  |  | ISSUED | 2016-11-04
EW201611111835 | 2016-11-11 | 11 SMOKE DETECTORS 1367 1367A 1369 NATOMA ST | UREY-W-ELECTRICAL CO INC * SEE NOTE *** | R | 3548 | 77 | 1369 | NATOMA ST |  | 1 | ISSUED | 2016-11-11
E201611101021 | 2016-11-10 | UNIT #1302: REMODEL BATH & KITCHEN. NEW BEDROOM. | J. HO CONSTRUCTION INC | R | 708 | 21 | 1489 | WEBSTER ST |  |  | ISSUED | 2016-11-10
EW201611011574 | 2016-11-01 | KITCHEN REMODEL | WELLS ELECTRICAL INC | R | 6772 | 7 | 118 | CIRCULAR AV |  | 1 | ISSUED | 2016-11-01
EW201611071698 | 2016-11-07 | UPGRADE ELECTRICAL SERVICE TO 400A: 1-200A COMMERCIAL 4-60A RESIDENTIAL 1-60A HOUSE. | TAM'S ELECTRIC INC | R | 3651 | 22 | 3848 | 24TH ST | 0 | 1 | ISSUED | 2016-11-07
E201611161127 | 2016-11-16 | SOLAR: INSTALL 16 ROOF MOUNTED SOLAR PV MODS 325W/MOD 5.20KW TOTAL RATING. NEW MAIN SERVICE PANEL. PLAN 1053. | OCCIDENTAL POWER | C | 2792 | 32 | 58 | GREENVIEW CT |  |  | ISSUED | 2016-11-16
EW201611231999 | 2016-11-23 | ROOF TOP PV SYSTEM WITH 1 GRID INTERACTIVE INVERTER ON EXTERIOR - 9 ROOF-MOUNTED SOLAR PV MODULES 340 WATTS PER MODULE 1 INTERACTIVE INVERTER TOTAL NO. OF RATING 3 KW. | OCCIDENTAL POWER | R | 1063 | 36 | 148 | JORDAN AV |  | 3 | ISSUED | 2016-11-23
EW201611181944 | 2016-11-18 | TO INSTALL NEW UFUR GROUND IN NEW FOUNDATION FOR FUTURE 400 AMPS ELECTRICAL SERVICE | L & L ELECTRIC | R | 646 | 15 | 1633 | CALIFORNIA ST |  | 1 | CANCELLED | 2016-11-28
EW201611091766 | 2016-11-09 | 10499-CATEGORY 4 -INSTALL NEW PANEL TO REPLACE EXISTING ELEVATOR RECALL PANEL AND PROVIDE BOOSTER POWER SUPPLIES FOR FUTURE TENANT IMPROVEMENTS. | ASF ELECTRIC INC | C | 135 | 3 | 901 | BATTERY ST | 0 | 0 | ISSUED | 2016-11-09
EW201611151877 | 2016-11-15 | #10618- SPACE #J FOOD COURT T/I LIGHTS PLUGS SW AND LIFE SAFETY TO FOLLOW. | ASF ELECTRIC INC | C | 3508 | 1 | 1355 | MARKET ST |  | 100 | ISSUED | 2016-11-15
E201611291328 | 2016-11-29 | KITCHEN: 4 NEW OUTLETS UPGRADE MAIN SERVICE TO 200 AMP | SEARS HOME IMPROVEMT PROD | R | 480 | 005D | 1391 | FRANCISCO ST |  |  | ISSUED | 2016-11-29
EW201611141844 | 2016-11-14 | FITNESS CENTER EXPANSION ADD 49 DOWN LIGHTS 150' STRIP LIGHTING NEW CIRCUITS AND 10 NEW PLUGS | E. J. WEBER ELECT.CO INC | C | 307 | 1 | 335 | POWELL ST |  | 1 | ISSUED | 2016-11-14
E201611281314 | 2016-11-28 | ADD (1) OUTLET FOR MONITORS. | ROCHA ELECTRICAL SYSTEMS | C | 629 | 64 | 2121 | WEBSTER ST |  | SUITE 305 | ISSUED | 2016-11-28
E201611141067 | 2016-11-14 | 100AMP SERVICE UPGRADE. | VETERANS ELECTRIC | R | 6005 | 002E | 246 | MOSCOW ST |  |  | COMPLETE | 2016-11-28
EW201611282039 | 2016-11-28 | NEW WIRING FOR (2) TWO CAR STACKING/LIFTS SYSTEM. | S F GARAGE COMPANY INC. | R | 190 | 41 | 1308 | TAYLOR ST |  | 1 | ISSUED | 2016-11-28
EW201611091748 | 2016-11-09 | UNIT #37 E - RELOCATE PLUGS INSTALL LIGHTS AND SWITCHES | B V ELECTRIC | R | 3765 | 22 | 401 | HARRISON ST | 0 | 3 | ISSUED | 2016-11-09
EW201611282033 | 2016-11-28 | RESTORE POWER FOR COMMERCIAL SERVICE | B V ELECTRIC | C | 6596 | 2 | 1696 | VALENCIA ST |  | 1 | ISSUED | 2016-11-28
E201611221238 | 2016-11-22 | UNITS 1865/1867/1869/1871/1873/1875 EDDY STREET: EACH UNIT: REPLACE (E) LIGHTS PLUGS RELOCATE SUBPANEL. OK RA | BASS ELECTRIC | C | 1128 | 1 | 1875 | EDDY ST |  | BUILDING 13 | ISSUED | 2016-11-22
E201611151097 | 2016-11-15 | UNIT 201: RUN CONDUIT 1/2" 3/4" FOR FIRE ALARM FLEX CONDUIT; REF BLDG PERMIT APP # 201610311550 | KITECH SECURITY SYSTEM | R | 161 | 51 | 728 | PACIFIC AV | 201 | 1ST FLOOR | ISSUED | 2016-11-15
EW201611091770 | 2016-11-09 | MODULAR FURNITURE INSTALLATION - PWC 22A | ADVANCED INSTALLATION SERVICES INC | C | 232 | 16 | 3 | EMBARCADERO CENTER * |  | 22 | ISSUED | 2016-11-09
E20161104881 | 2016-11-04 | INSTALL UFER GROUND | G L CONSTRUCTION COMPANY | R | 2613 | 22 | 180 | BEAVER ST | 0 |  | COMPLETE | 2016-11-07
E201611161130 | 2016-11-16 | ADD 60A SUBPANEL COMPLETE REWIRE LOWER UNIT: NEW LIGHTS PLUGS SWITCHES. | DON'S ELECTRIC WORKS | R | 2792 | 9 | 419 | PANORAMA DR |  |  | ISSUED | 2016-11-16
E20161103857 | 2016-11-03 | UNIT #204: REMODEL BATHROOM AND KITCHEN. 6 NEW LIGHTS 15 RECEPTACLES 1 FAN 1 DISHWASHER 1 GARBAGE DISPOSAL 1 RANGE 1 MICROWAVE 2 SMOKE DETECTORS. | SASSOON CONSTRUCTION | R | 336 | 14 | 550 | LARKIN ST | 0 |  | ISSUED | 2016-11-03
E20161102848 | 2016-11-02 | APT 202: TO COMPLY WITH C/N FOR E/P E20161013396. KITCHEN REMODEL & MOVE SUBPANEL FROM CLOSET. NEW PLUGS. | YUCO ELECTRICAL | R | 912 | 002B | 1870 | JEFFERSON ST | 0 | APT 202 | COMPLETE | 2016-11-21
E201611151095 | 2016-11-15 | KITCHEN AND BATH REMODEL ADD SUBPANEL 6 LIGHTS 6 SWITCHES 12 RECEPTACLES 1 FAN 1 DISHWASHER 1 GARBAGE DISPOSAL 1 RANGE 3 SMOKE DETECTORS. | J C TAN CONSTRUCTION | R | 0460A | 11 | 1660 | BAY ST |  | UNIT 204 | ISSUED | 2016-11-15
E201611161112 | 2016-11-16 | KITCHEN REMODEL. INSTALL 3 SWITCHES 8 LIGHTS TWO PLUGS. | J B DESIGNS AND INSTALLATIONS | R | 68 | 37 | 2350 | HYDE ST | 0 |  | ISSUED | 2016-11-16
E20161107914 | 2016-11-07 | RENEWAL OF PERMIT E201511092824. | OLSON AND SON | R | 6763 | 42 | 550 | CONGO ST |  |  | ISSUED | 2016-11-07
E20161107913 | 2016-11-07 | ATTIC UPGRADE 16 LTS 6 SWITCHES 14 RECEPTS | ELECTRICAL GROUP INC | R | 1199 | 9 | 1530 | HAYES ST |  |  | ISSUED | 2016-11-07
EW201611141856 | 2016-11-14 | REPLACE 100A ELECTRICAL SERVICES | Y G ELECTRIC INC | R | 1712 | 007T | 1230 | 39TH AV |  | 1 | COMPLETE | 2016-11-15
E20161101788 | 2016-11-01 | NEW LIGHTING IN BASEMENT; 20 LIGHTS 10 SWITCHES 20 RECEPTACLES 2 FANS 1 GARBAGE DISPOSAL 1 MICROWAVE 3 SMOKE DETECTORS | H C L CONSTRUCTION INC. | R | 2752 | 6 | 712 | CASTRO ST |  |  | ISSUED | 2016-11-01
E20161102819 | 2016-11-02 | (2) EXTERIOR SIGNS "EATSA". | AD ART INC. | C | 3935 | 4 | 200 | KANSAS ST |  | 2/F | ISSUED | 2016-11-02
EW201611282028 | 2016-11-28 | REPLACE THE EXISTING INOPERABLE FIRE ALARM SYSTEM WITH AN UPDATED SYSTEM INCLUDING: NEW FIRE ALARM CONTROL UNIT SMOKE DETECTOR(S) NOTIFICATION DEVICES AND INPUT MODULES TO MONITOR ALL THE EXISTING WATER FLOW AND TAMPER DEVICES. ALL DEVICES WILL BE REPACED ON A (LIKE FOR LIKE BASIS)PER BULLETIN | CRIME WATCH SECURITY SYSTEMS INC | R | 1105 | 26 | 100 | MASONIC AV |  | 1 | ISSUED | 2016-11-28
E20161107943 | 2016-11-07 | REMODEL KITCHEN 4 LIGHTS 4 SWITCHES 5 RECEPTACLES 1 FAN 1 DISHWASHER 1 GARBAGE DISPOSAL 1 MICROWAVE 1 RANGE 1 SMOKE DETECTORS. | BRENDAN WATERS CONSTRUCTION | R | 1289 | 82 | 4909 | 17TH ST | 0 |  | ISSUED | 2016-11-07
E20161107928 | 2016-11-07 | INSTALL 2 TEMP PLUGS ON PANEL. | SETH R CONSTRUCTION | R | 3544 | 38 | 52 | LANDERS ST |  |  | ISSUED | 2016-11-07
EW201611071690 | 2016-11-07 | ADD ONE SWITCH FOR REPLACEMENT FURNACE | M J ELECTRIC SERVICES | R | 6567 | 33 | 3733 | 26TH ST |  | 0 | COMPLETE | 2016-11-16
EW201611031648 | 2016-11-03 | INSTALL MODULAR ELECTRICAL INTO MODULAR FURNITURE. | SINGLESOURCE INC. | C | 3707 | 62 | 33 | NEW MONTGOMERY ST |  | 290 | ISSUED | 2016-11-03
E20161104893 | 2016-11-04 | 2ND - 8TH FLOORS: UNIT NUMBERS: 209 302 413 507 508 605 610 615 702 703 704 705 707 710 801 804 809; CHANGE ROMEX CABLE FOR METAL CABLE AND ADD 2 ADDITIONAL CIRCUITS FOR KITCHEN IN EACH UNIT. REF BLDG PERMIT AP #201611041978 | K & I ELECTRICAL INC. | R | 349 | 14 | 54 | MCALLISTER ST |  | 2ND THRU 8TH FLRS | ISSUED | 2016-11-04
EW201611101801 | 2016-11-10 | REWIRE UNIT;BEDROOM BATHROOM KITCHEN LIVING.. | K & I ELECTRICAL INC. | R | 663 | 3 | 1705 | OCTAVIA ST |  | 101 | ISSUED | 2016-11-10
EW201611171919 | 2016-11-17 | UFER ONLY | Q & Q ELECTRIC CO. INC | R | 155 | 13 | 1310 | PACIFIC AV |  | 1 | ISSUED | 2016-11-17
EW201611111823 | 2016-11-11 | INSTALL (8) ROOF-MOUNTED AC SOLAR MODULES 335 W PER MODULE FOR TOTAL: 2.41 KW - 8 ROOF-MOUNTED SOLAR PV MODULES 335 WATTS PER MODULE 8 INTERACTIVE INVERTER TOTAL NO. OF RATING 2.41 KW. | LUMINALT ENERGY CORPORATION | R | 6504 | 8 | 818 | DOUGLASS ST |  | 1 | ISSUED | 2016-11-11
E201611181204 | 2016-11-18 | TO COMPLY WITH NOV 201640991. DEMO THREE LIGHT FIXTURES AND 5 RECEPTACLES. | HAO QIANG CONSTRUCTION | R | 3774 | 194 | 1 | FEDERAL ST | 3 |  | ISSUED | 2016-11-18
EW201611081729 | 2016-11-08 | UPGRADE UNDERGROUND SERVICE TO 400A 3 PHASE WITH 4 100A METERS. | HAO QIANG CONSTRUCTION | C | 3703 | 56 | 1011 | MARKET ST |  | 1 | COMPLETE | 2016-11-10
EW201611111832 | 2016-11-11 | BATH ROOM ELECTRICAL | BRESLIN ELECTRIC | R | 2970 | 24 | 166 | CASITAS AV |  | 2 | ISSUED | 2016-11-11
E20161102825 | 2016-11-02 | INSTALL 200A TEMP POWER POLE | UNITED SITE SERVICES OF CALIFORNIA INC. | R | 3703 | 162 | 1036 | MISSION ST |  |  | ISSUED | 2016-11-02
EW201611171914 | 2016-11-17 | ELECTRICAL WIRING OF 1 BEDROOM UNIT. SUBPANEL KITCHEN BATHROOM | SERGE ELECTRIC | R | 5673 | 19 | 3481 | MISSION ST |  | 1 | ISSUED | 2016-11-17
E20161102836 | 2016-11-02 | APT 2415: REMODEL KITCHEN & BATHROOM IN-KIND. NEW LIGHTS SWITCHES RECEPTACLES. | REGENCY GENERAL CONTRACTORS INC | R | 32 | 2 | 260 | BAY ST |  |  | ISSUED | 2016-11-02
E201611291350 | 2016-11-29 | 8TH FLR: REMODEL KITCHEN MASTER AND GUEST BATHROOMS. #12AGW FEEDER 18 LIGHTS 4 SWITCHES 10 RECEPTACLES 1 DISHWASHER 1 GARBAGE DISPOSAL 1 MICROWAVE 1 RANGE 9 CIRCUITS. | INNOVATOR ELECTRIC | R | 0215C | 50 | 1333 | JONES ST | 810 | 8 | ISSUED | 2016-11-29
E20161104880 | 2016-11-04 | SOLAR: INSTALL 14 ROOF MOUNTED PV MODS 315W/MOD 4.41KW TOTAL RATING. PLAN 997. | ALBION POWER COMPANY INC | R | 1064 | 53 | 112 | COMMONWEALTH AV |  |  | COMPLETE | 2016-11-09
EW201611051678 | 2016-11-05 | INSTALL (100 ROOF MOUNTED SOLAR PANELS. (2.6KW) - 10 ROOF-MOUNTED SOLAR PV MODULES 260 WATTS PER MODULE 1 INTERACTIVE INVERTER TOTAL NO. OF RATING 2.6 KW. | SOLARCITY CORPORATION | R | 2841 | 15 | 7 | MAGELLAN AV |  | 2 | ISSUED | 2016-11-05
EW201611091775 | 2016-11-09 | FINALIZING PERMIT NUMBER: EW20150126861 WHICH WAS PULLED BY A DIFFERENT ELECTRICAL CONTRACTOR. | 1ST CLASS ELECTRIC | R | 1287 | 11 | 4832 | 17TH ST |  | 2 | COMPLETE | 2016-11-18
E201611221258 | 2016-11-22 | UNIT A: REMODEL KITCHEN & BATHROOM; REWIRE APARTMENT; 6 LIGHTS 6 SWITCHES 15 RECEPTACLES 1 DISHWASHER 1 GARBAGE DISPOSAL 3 SMOKE DETECTORS | ALEX R CONSTRUCTION | R | 3587 | 30 | 591 | DOLORES ST | 0 |  | ISSUED | 2016-11-22
E201611231293 | 2016-11-23 | UNIT 6: TO OBTAIN A FINAL INSPECTION FOR WORK APPROVE UNDER PREVOUS PERMIT E201604126168. | EUROPEAN HOMECRAFT INC | R | 214 | 18 | 1265 | WASHINGTON ST | 0 |  | ISSUED | 2016-11-23
E20161101816 | 2016-11-01 | RELOCATE 2 SWITCHES ON NEW WALL AND 1 OUTLET | UNITED POWER ELECTRICAL CONTRACTORS | R | 3594 | 19 | 867 | SOUTH VAN NESS AV |  |  | ISSUED | 2016-11-01
E20161104906 | 2016-11-04 | UNIT 1502: KITCHEN & (2) BATH REMODEL; 12 LIGHTS 8 SWITCHES 12 RECEPTACLES 2 FANS 1 DISHWASHER 1 GARBAGE DISPOSAL 1 MICROWAVE 1 RANGE 2 SMOKE DETECTORS | GOOD NEIGHBOR CONSTRUCTION | R | 0627A | 114 | 2200 | SACRAMENTO ST | 1502 |  | ISSUED | 2016-11-04
EW201611041659 | 2016-11-04 | INSTALLATION OF 278 MODULAR WORKSTATIONS | ALL MODULAR SYSTEMS INC. | C | 3751 | 105 | 795A | FOLSOM ST |  | 2 | ISSUED | 2016-11-04
EW201611081725 | 2016-11-08 | INSTALLATION OF 150 MODULAR WORKSTATIONS | ALL MODULAR SYSTEMS INC. | C | 208 | 28 | 655 | MONTGOMERY ST |  | 8 | ISSUED | 2016-11-08
EW201611031640 | 2016-11-03 | DATA/COMMUNICATIONS CABLING INCLUDING (78) CABLES @ HARRINGTON FOXX DUBROW & CANTER - 601 MONTGOMERY ST SUITE 800 | PAGANINI COMMUNICATIONS INC | C | 208 | 26 | 601 | MONTGOMERY ST |  | 8 | ISSUED | 2016-11-03
E201611231284 | 2016-11-23 | REMOVE THE OUTLETS AT LAUNDRY. | JIAN LOU CONSTRUCTION CO. | C | 3196 | 4 | 1500 | OCEAN AV |  |  | ISSUED | 2016-11-23
EW201611282036 | 2016-11-28 | INSTALL A NEW 3.2 KWAC PG&E GRID TIED SOLAR ELECTRIC SYSTEM ROOF MOUNT - 10 ROOF-MOUNTED SOLAR PV MODULES 327 WATTS PER MODULE 327 INTERACTIVE INVERTER TOTAL NO. OF RATING 3.2 KW. | THE SOLAR COMPANY | R | 1517 | 024B | 540 | 28TH AV |  | 1 | ISSUED | 2016-11-28
E20161109980 | 2016-11-09 | NEW 200 AMP PANEL 2 RESTROOMS ELEVATOR LIGHTING HVAC ROOF UNIT 10 SWITCHES 50 RECEPTS 4 FANS | B-SIDE INC. | C | 1452 | 22 | 5644 | GEARY BL |  |  | ISSUED | 2016-11-09
E201611211206 | 2016-11-21 | RENEW PERMIT E201505058327 | MARCELO ELECTRIC | R | 4087 | 23 | 2724 | 21ST ST |  |  | ISSUED | 2016-11-21
EW201611141849 | 2016-11-14 | INSTALL 50 AMP OUTLET WITHIN 5 FEET OF MAIN ELECTRICAL PANEL INSIDE GARAGE. | CHRISTOPHER L MC WHERTER | R | 993 | 7 | 3740 | CLAY ST |  | 1 | COMPLETE | 2016-11-29
E201611181184 | 2016-11-18 | UPGRADE WIRING THROUGHOUT HOUSE 8 LIGHTS 6 SWITCHES 14 RECEPTACLES | LUXSHOME | R | 1929A | 52 | 33 | ALOHA AV |  |  | ISSUED | 2016-11-18
E20161103854 | 2016-11-03 | NEW WIRING FOR UPPER LEVEL 3 LIGHTS 15 SWITCHES 22 RECEPTACLES UPGRADE MAIN PANEL | SEDERAP'S DRYWALL INC. | R | 6727 | 37 | 535 | LAIDLEY ST |  |  | ISSUED | 2016-11-03
EW201611282025 | 2016-11-28 | LOW VOLTAGE DATA CABLING | INSTALLATION OF DIGITAL TRANSMISSIONS IN | C | 28 | 15 | 1250 | COLUMBUS AV |  | 3 | ISSUED | 2016-11-28
EW201611021605 | 2016-11-02 | HVAC CONTROLS | TRINITY E M C S INC. | R | 290 | 11 | 1 | BUSH ST |  | 15 | COMPLETE | 2016-12-06
EW201611081724 | 2016-11-08 | INSTALLATION OF A SOLAR PV SYSTEM. - 8 ROOF-MOUNTED SOLAR PV MODULES 280 WATTS PER MODULE 8 INTERACTIVE INVERTER TOTAL NO. OF RATING 2.24 KW. | SWANROCK INC. DBA: SKYTECH SOLAR | R | 4274 | 40 | 1322 | YORK ST | 0 | 0 | COMPLETE | 2016-11-21
EW201611221981 | 2016-11-22 | REWIRE KITCHEN ADD CAN LIGHTS LIVING ROOM | PAURIC ELECTRIC | R | 577 | 38 | 1998 | PACIFIC AV | 306 | 3 | ISSUED | 2016-11-22
EW201611221992 | 2016-11-22 | REWIRE KNOB AND TUBE RECEPTACLES THROUGHOUT HOUSE ADDING NEW ONES IN VARIOUS PLACES. | LINES ELETRIC | R | 1224 | 71 | 1664 | PAGE ST |  | 1 | ISSUED | 2016-11-22
EW201611161896 | 2016-11-16 | INSTALL ONE DEDICATED CIRCUIT FOR A/C UNIT. INSTALL ONE SERVICE OUTLET GFCI PROTECTED. INSTALL ONE SERVICE LIGHT WITH SWITCH. | CONTEMPORARY ELECTRIC | R | 977 | 21 | 2839 | PACIFIC AV |  | 1 | COMPLETE | 2016-11-22
E20161102833 | 2016-11-02 | UFER GROUND ONLY. | OLIVE CONSTRUCTION | R | 1933 | 23 | 432 | MORAGA ST |  |  | COMPLETE | 2016-11-03
EW201611021603 | 2016-11-02 | INSTALL (260) DATA CABLES. | MCMILLAN DATA COMMUNICATIONS | C | 290 | 11 | 1 | BUSH ST |  | 15 | ISSUED | 2016-11-02
EW201611101806 | 2016-11-10 | INSTALL LESS THAN 20 OUTLETS. NO LIGHT FIXTURE INSTALLATION . USE THE EXISTING PANEL | GRAND ELECTRIC & CONSTRUCTION CO. | C | 284 | 4 | 500 | SUTTER ST |  | 1 | COMPLETE | 2016-11-21
E201611221255 | 2016-11-22 | RE-WIRE BAR | POLR ELECTRIC | C | 808 | 16 | 482 | HAYES ST |  |  | ISSUED | 2016-11-22
E201611151101 | 2016-11-15 | INSTALL NEW INSULATED WALLS IN GROCERY STORE COOLER 4 LIGHTS 1 SWITCH 4 RECEPTACLES 2 REFRIGERATOR COILS. | BUILDING SERVICES/SYSTEM MAINTENANCE INC | C | 1228 | 6 | 690 | STANYAN ST |  |  | ISSUED | 2016-11-15
E20161101783 | 2016-11-01 | ADDING LIGHTS THROUGHOUT HOUSE REMODEL KITCHEN AND 2 BATHROOMS 1 LOWER BATHROOM REMODEL 40 LTS 18 SWITCHES 40 RECEPTS 1 GAR DISP 1 MICRO 1 RANGES 6 SMOKE DETECTS 3 FANS 1 DISHWASHERS | CHL CONSTRUCTION COMPANY | R | 7062 | 39 | 151 | CAINE AV |  |  | ISSUED | 2016-11-01
E20161109992 | 2016-11-09 | SOLAR: INSTALL 20 ROOF MOUNTED PV MODS 300W/MOD 6.0KW TOTAL RATING. PLAN 1072. | ALL BAY SOLAR | R | 1216 | 011A | 1163 | FELL ST |  |  | ISSUED | 2016-11-09
E201611171143 | 2016-11-17 | 3RD FLOOR LOW VOLTAGE - NETWORK WIRING | CHRISTENSON COMMUNICATIONS | C | 3554 | 7 | 3004 | 16TH ST |  |  | ISSUED | 2016-11-17
E20161104891 | 2016-11-04 | SOLAR: INSTALL 19 ROOF MOUNTED PV MODS 315W/MOD 5.985KW TOTAL RATING. PLAN 1005. | MC KEE ELECTRIC | R | 6505 | 21 | 560 | JERSEY ST |  |  | COMPLETE | 2016-11-09
E201611231271 | 2016-11-23 | NEW 200 AMP 120 / 240V PG&E METER SINGLE PHASE | DIAMOND ENGINEERING SERVICES INC | C | 5054A | 3 | 2011 | BAY SHORE BL |  |  | ISSUED | 2016-11-23
E201611281322 | 2016-11-28 | ALL NEW ELECTRICAL FOR COMMERCIAL AREA. | YING'S ELECTRICIAN CORPORATION | C | 5457 | 37 | 2867 | SAN BRUNO AV |  |  | COMPLETE | 2016-11-28
E201611101012 | 2016-11-10 | COMPLETE REWIRING OF 2 UNITS: 150 LIGHTS 82 SWITCHES 102 RECEPTACLES 8 FANS 2 DISHWASHER 2 GARBAGE DISPOSALS 2 MICROWAVE 16 SMOKE DETECTORS UPGRADE SERVICE TO 200 AMP 3 METERS | ALL PHASE ELECTRICAL | R | 6531 | 9 | 1448 | VALENCIA ST |  | 123 | ISSUED | 2016-11-10
EW201611282037 | 2016-11-28 | BATHROOM REMODEL X2 WITH ALL NEW FIXTURES AND WIRING. FANS RECESSED LIGHTS ETC | KEITH O'SHEA ELECTRICAL | R | 2949A | 13 | 166 | DEL VALE AV |  | 1 | ISSUED | 2016-11-28
E201611231288 | 2016-11-23 | SUITE 1200: INSTALL L/V VOICE/DATA CABLES. | ERICKSON R COMMUNICATION | C | 208 | 26 | 601 | MONTGOMERY ST |  |  | ISSUED | 2016-11-23
EW201611041650 | 2016-11-04 | REPLACED LOWER BATHROOM VANITY LIGHT AND REPLACED UPPER POWDER ROOM VANITY LIGHT AND OUTLET TO A NEW GFCI OUTLET AND STACK SWITCH. | A & S ELECTRIC LLC | R | 3557 | 93 | 130 | LANDERS ST |  | 2 | COMPLETE | 2016-11-07
E201611181187 | 2016-11-18 | INTERIOR REMODEL 7 LIGHTS 10 SWITCHES 2 RECEPTACLES 2 FAN 1 DISHWASHER 1 GARBAGE DISPOSAL 4 SMOKE DETECTORS ADD SUBPANEL. | HUANG HUA CONSTRUCTION COMPANY | R | 7098 | 15 | 37 | NAGLEE AV | 0 |  | ISSUED | 2016-11-18
E20161101798 | 2016-11-01 | PHASE 1 OF 3. ELECTRICAL WORK IN EACH UNIT OF BUILDING. PHASE 1 INCLUDES 12 UNITS. KITCHEN AND BATHROOM REMODEL. REPLACE 60 AMP SUBPANEL IN EACH UNIT. **CHIEF ELECTRICAL INSPECTOR IS PERMITING 2 YEARS FOR ELECTRICAL ASPECT OF WORK TO BE COMPLETED. PERMIT VALID FOR 2 YEARS** | Y & C ELECTRICAL.COM | C | 754 | 28 | 1575 | TURK ST |  |  | ISSUED | 2016-11-01
E20161101801 | 2016-11-01 | PHASE 3 OF 3. ELECTRICAL WORK IN EACH UNIT OF BUILDING. PHASE 3 INCLUDES 8 UNITS. KITCHEN AND BATHROOM REMODEL. REPLACE 60 AMP SUBPANEL IN EACH UNIT. **CHIEF ELECTRICAL INSPECTOR IS PERMITING 2 YEARS FOR ELECTRICAL ASPECT OF WORK TO BE COMPLETED. PERMIT VALID FOR 2 YEARS** | Y & C ELECTRICAL.COM | C | 754 | 28 | 1575 | TURK ST |  |  | ISSUED | 2016-11-01
EW201611181939 | 2016-11-18 | ADD 4 NEW RECEPTACLES 7 NEW RECESSED LIGHTS AND 2 NEW CIRCUITS TO KITCHEN | SIBRIAN ELECTRIC INC | R | 6616 | 15 | 40 | VALLEY ST |  | 1 | ISSUED | 2016-11-18
E201611221270 | 2016-11-22 | 200A SERVICE UPGRADE | BASSAD INC./DBA: EVERLAST CONSTRUCTION | R | 2654 | 35 | 4495 | 17TH ST |  |  | ISSUED | 2016-11-22
E201611141040 | 2016-11-14 | REPLACE ONE KITCHEN AND ONE BATHROOM. ELECTRICAL METERS 100 AMPS. INSTALL 10 LIGHTS AND 10 SWITCHES. | GARY LIU CONSTRUCTION INC (ASK FOR ID) | R | 1834 | 6 | 1463 | 19TH AV |  | GARAGE | ISSUED | 2016-11-14
E201611101028 | 2016-11-10 | INSTALL UFER GROUND | ROBERT RENNER | R | 6727 | 6 | 516 | CHENERY ST |  |  | COMPLETE | 2016-11-22
E201611221239 | 2016-11-22 | UPGRADE WIRING IN BASEMENT 6 RECEPTACLES REFRIGERATOR. | SGDM LLC | R | 215 | 4 | 1360 | CLAY ST |  | UNIT #12 | ISSUED | 2016-11-22
EW201611091755 | 2016-11-09 | INSTALL NEMA 14-50 ON DEDICATED CIRCUIT 240V - 50 AMP | NIJSSEN ELECTRIC | R | 591 | 004B | 2050 | JACKSON ST |  | 1 | ISSUED | 2016-11-09
E201611161117 | 2016-11-16 | ROOF: 13 PV MODULES 280 WATTS PER MODULE - 3.64 SYSTEM (DC) KW | SOUTH WEST SUN SOLAR INC DBA SWSS ELECTR | R | 6468A | 9 | 66 | FLORENTINE AV |  | ROOF | ISSUED | 2016-11-16
E20161104879 | 2016-11-04 | TEMPORARY POWER 125 AMPS | EAST STAR ELECTRICAL INC | R | 1609 | 021F | 700 | 36TH AV |  |  | ISSUED | 2016-11-04
E201611221250 | 2016-11-22 | UFER GROUND | EAST STAR ELECTRICAL INC | R | 1609 | 021F | 700 | 36TH AV |  |  | ISSUED | 2016-11-22
E201611221247 | 2016-11-22 | INSTALL (1) 20A GFCI CIRCUIT | SAFE STEP WALK-IN TUBS INC. | R | 2020 | 7 | 1739 | 29TH AV |  |  | ISSUED | 2016-11-22
E201611171170 | 2016-11-17 | UPGRADE (2) ELECTRICAL PANELS TO 200A. | LIDINI COMPANY | R | 1726 | 36 | 1240 | 25TH AV |  |  | ISSUED | 2016-11-17
E201611141078 | 2016-11-14 | UFER GROUND | BLOCK NINE LLC | R | 867 | 31 | 160 | GERMANIA ST |  |  | ISSUED | 2016-11-14
E201611291353 | 2016-11-29 | SOLAR: INSTALL14 ROOF MOUNTED PV MODS 285W/MOD 3.99 KW TOTAL RATING. | SKYWAY ELECTRIC | R | 6080 | 19 | 486 | MADRID ST |  |  | ISSUED | 2016-11-29
EW201611141846 | 2016-11-14 | SECURITY CAMERA AND AV CABLES | JTK ELECTRIC INC DBA SUNFLOWER ELECTRIC | C | 310 | 15 | 118 | GRANT AV |  | 1 | COMPLETE | 2016-11-18
EW201611021619 | 2016-11-02 | RAISE 3 EXISTING RECEPTACLES ABOVE COUNTER | ASTORGA CONSTRUCTION INC | C | 301 | 17 | 1075 | SUTTER ST |  | 1 | ISSUED | 2016-11-02
E201611231289 | 2016-11-23 | VERIFY ELECTRICAL TO CODE CHANGE (E) EXHAUST FAN. | K O D CONSTRUCTION | R | 6760 | 6 | 140 | HAMERTON AV |  |  | ISSUED | 2016-11-23
E201611101026 | 2016-11-10 | REWIRE HOUSE REWIRE HOUSE REPLACE PANEL 20 LIGHTS 24 SWITCHES 38 RECEPTACLES 1 FAN 1 DISHWASHER 1 GARBAGE DISPOSAL 1 MICROWAVE 1 RANGE 5 SMOKE DETECTORS. | W Y DEVELOPER INC. | R | 1522 | 19 | 3138 | ANZA ST |  |  | ISSUED | 2016-11-10
E20161107955 | 2016-11-07 | SITE UM 259 STREETLIGHT POLE ADJACENT TO 537 GEARY ST. INSTALLATION OF 3RD PARTY COMMUNICATION EQUIPMENT ON PG&E POLE. INSTALLED EQUIPMENT: ELECTRICAL METER DISCONNECT BOX RADIOS ANTENNA | PINNACLE POWER SERVICES INC | R | 9999 | 999 | 999 | UNKNOWN * |  |  | COMPLETE | 2016-11-28
E20161107950 | 2016-11-07 | SITE UM 216 STREETLIGHT ADJACENT TO 1044 JONES ST. INSTALLATION OF 3RD PARTY COMMUNICATION EQUIPMENT ON PG&E POLE. INSTALLED EQUIPMENT: ELECTRICAL METER DISCONNECT BOX RADIOS ANTENNA | PINNACLE POWER SERVICES INC | R | 9999 | 999 | 999 | UNKNOWN * |  |  | COMPLETE | 2016-11-30
E20161107948 | 2016-11-07 | SITE UM 188 STREETLIGHT POLE ADJACENT TO 393 GREEN ST. INSTALLATION OF 3RD PARTY COMMUNICATION EQUIPMENT ON PG&E POLE. INSTALLED EQUIPMENT: ELECTRICAL METER DISCONNECT BOX RADIOS ANTENNA | PINNACLE POWER SERVICES INC | R | 9999 | 999 | 999 | UNKNOWN * |  |  | COMPLETE | 2016-11-28
E201611211235 | 2016-11-21 | IN BATHROOM REPLACE (E) LIGHT FIXTURES 2 RECESSED CAANS VANITY SCONCE & FAN W/NEW FIXTURES REPLACE (E) GFI OUTLETS (E) NEW OUTLESTS FAN TO HAVE HUMIDITY SWITCH . ALL EXISTING LOCATIONS 3 LGITHS 3 SWTICHES 2 RECETACLE S 1 FAN | WESTERN DIVISION BUILD | R | 6717 | 7 | 136 | MATEO ST |  |  | ISSUED | 2016-11-21
E20161107922 | 2016-11-07 | CONDUIT (EMT) INSPECTION FOR EMERGENCY RESPONDERS REPEATER COVERAGE SYSTEM APPROX 1 430 LINEAR FEET OF EMT LOCATED THROUGHOUT BUILDING | LEAF COMMUNICATION CONSULTING INC | C | 4884 | 25 | 2600 | ARELIOUS WALKER DR |  |  | ISSUED | 2016-11-07
E20161102832 | 2016-11-02 | 1ST FLOOR: LOW VOLTAGE WIRING AND ELECTRIC IN OFFICE FURNITURE | JMK ELECTRIC | C | 261 | 7 | 206 | SANSOME ST |  |  | ISSUED | 2016-11-02
E201611171142 | 2016-11-17 | REWIRE RESTAURANT 19 LIGHTS 8 SWITCHES 17 RECEPTACLES 1 FANS. | DELVIN GARCIA CONSTRUCTION | C | 6570 | 5 | 3045 | MISSION ST |  | 1ST FL | ISSUED | 2016-11-17
E201611171141 | 2016-11-17 | REWIRE (2) BATHROOMS AND (2) KITCHENS 14 LIGHTS 6 SWITCHES 16 RECEPTACLES 2 FANS. | DELVIN GARCIA CONSTRUCTION | R | 6570 | 5 | 3045 | MISSION ST |  |  | ISSUED | 2016-11-17
E201611171156 | 2016-11-17 | 508: REPLACE 1 GFI AND 1 SWITCH INSTALL A MOISTURE ACTIVATED EHAUST FAN | CENTRAL CONVALESCENT HOMES INC. | R | 279 | 5 | 1000 | SUTTER ST |  | 5 | ISSUED | 2016-11-17
E201611151109 | 2016-11-15 | (1) COMPLY WITH COMPLAINT #201458732. (2) REMOVE UNPERMITTED KITCHEN AT 1ST FLOOR. (3) LEGALIZE ONE BATH STORAGE ROOMS & LAUNDRY AT 1ST FLOOR. |  | R | 6077 | 44 | 409 | NAPLES ST | 0 |  | ISSUED | 2016-11-15
E201611221244 | 2016-11-22 | REMODEL ENTIRE HOUSE W/200 AMP SERVICE |  | R | 6717 | 6 | 130 | MATEO ST |  |  | ISSUED | 2016-11-22
E201611211229 | 2016-11-21 | ADD LIGHT - 1 LIGHT 1 SWITCH |  | R | 2963B | 28 | 350 | MOLIMO DR |  |  | ISSUED | 2016-11-21
EW201611011583 | 2016-11-01 | 3 LIGHTS 2 SWITCHES 10 RECEPTACLES 10 CURCUITS AND 2 FA DEVICES 16-4-17937-00 | CUPERTINO ELECTRIC INC. | C | 232 | 16 | 3 | EMBARCADERO CENTER * |  | 20 | ISSUED | 2016-11-01
EW201611151886 | 2016-11-15 | 45 EXTERIOR LIGHTS - JVG -16-4-18150-00 | CUPERTINO ELECTRIC INC. | C | 3573 | 27 | 2180 | HARRISON ST |  | 0 | ISSUED | 2016-11-15
EW201611011560 | 2016-11-01 | INSTALL POWER FOR NEW HVAC EQUIPOMENT MISC. LIGHTING/RECEPTACLES AND GENERATOR (275K) | MCMILLAN BROS ELECTRIC | C | 236 | 17 | 100 | CALIFORNIA ST |  | 15 | ISSUED | 2016-11-01
EW201611071694 | 2016-11-07 | TI - ROOSTIFY | MCMILLAN BROS ELECTRIC | C | 3749 | 62 | 303 | 02ND ST |  | 3 | COMPLETE | 2016-11-10
EW201611071688 | 2016-11-07 | INSTALL 100 AMP METER SOCKET | MCMILLAN BROS ELECTRIC | C | 2693 | 35 | 183 | EUREKA ST |  | 0 | COMPLETE | 2016-11-30
EW201611292070 | 2016-11-29 | NEW CONDUIT/WIRE FROM PANELS TO LOCAL VFD'S CONNECT VFD'S FOR AHU #2 & #3 INSTALL ELECTRICAL AND COMMUNICATIONS FOR (10) REHEAT COILS CONDUIT/WIRE TO LIGHTS AND OUTLETS ATTACHED TO AHU'S. INSTALL FIRE ALARM SYSTEM PARTS | SIERRA ELECTRIC CO | C | 3711 | 13 | 77 | BEALE ST |  | 0 | ISSUED | 2016-11-29
EW201611141861 | 2016-11-14 | TENANT IMPROVEMENT INCLUDING POWER AND LIGHTING @ INTELIQUENT - 274 BRANNAN STREET SUITE 315. | PAGANINI ELECTRIC CORP(SEE SIGNATORIES) | C | 3774 | 73 | 274 | BRANNAN ST |  | 3 | ISSUED | 2016-11-14
EW201611011557 | 2016-11-01 | ELEVATOR UPGRADES - EC1342 | C B F INC | C | 29 | 3 | 2620 | JONES ST |  | 0 | ISSUED | 2016-11-01
EW201611091771 | 2016-11-09 | LIFE SAFETY/ELEC - BUILDOUT - ES3537 | C B F INC | C | 258 | 32 | 601 | CALIFORNIA ST | 0 | 18 | COMPLETE | 2016-11-15
EW201611292060 | 2016-11-29 | EC1209. ELECTRICAL REMODEL OF THE 22ND FLOOR EXTERIOR. | C B F INC | C | 258 | 32 | 601 | CALIFORNIA ST | 0 | 22 | ISSUED | 2016-11-29
EW201611081714 | 2016-11-08 | TELDATA CABLING - TC1036 | C B F INC | C | 227 | 48 | 555 | MONTGOMERY ST |  | 1600 | COMPLETE | 2016-11-21
EW201611161907 | 2016-11-16 | 14TH FLOOR ELECTRICAL DEMO EC1474 | C B F INC | C | 3721 | 87 | 100 | 01ST ST |  | 14 | ISSUED | 2016-11-16
EW201611151872 | 2016-11-15 | ELEC - T.I. - EC1423 | C B F INC | C | 3703 | 70 | 1035 | MARKET ST |  | 1 | ISSUED | 2016-11-15
EW201611041665 | 2016-11-04 | INSTALL (2) AUDIO SHUTDOWNS FOR FIRE ALARM SYSTEM | YOUNG ELECTRIC CO | C | 292 | 2 | 1 | MONTGOMERY ST |  | 3400 | ISSUED | 2016-11-04
E20161102828 | 2016-11-02 | LOW VOLTAGE CABLING 120 CABLES | YOUNG ELECTRIC CO | C | 238 | 1 | 275 | BATTERY ST | 0 |  | COMPLETE | 2016-11-18
EW201611221968 | 2016-11-22 | RESTROOM BUILDOUT | YOUNG ELECTRIC CO | C | 235 | 22 | 50 | CALIFORNIA ST |  | 14 | ISSUED | 2016-11-22
EW201611211964 | 2016-11-21 | REPLACE PANEL 1ST FLOOR | BLUE LIGHT ELECTRIC | C | 716 | 1 | 909 | GEARY ST |  | 1 | ISSUED | 2016-11-21
EW201611011571 | 2016-11-01 | INSTALL (188) CABLES ON THE 7TH FLOOR FOR SALESFORCE - 63838 | METROPOLITAN ELECTRICAL CONSTRUCTION | C | 3709 | 006A | 50 | FREMONT ST |  | 7 | ISSUED | 2016-11-01
EW201611211959 | 2016-11-21 | INSTALL NEW SUB PANEL IN UNIT #5 WITH NEW HOME RUN CONDUIT. ADD 4 ADDITIONAL CIRCUITS FOR KITCHEN. | D C S CONSTRUCTION SERVICES INC | R | 321 | 22 | 722 | LARKIN ST |  | 3 | ISSUED | 2016-11-21
E20161109981 | 2016-11-09 | UPGRADE ELECTRICAL IN BATHROOM 4 LIGHTS 6 SWITCHES 8 RECEPTACLES 2 FANS. | A C ELECTRIC | R | 2699 | 57 | 222 | EUREKA ST | 0 |  | ISSUED | 2016-11-09
EW201611081730 | 2016-11-08 | WORKING ON GROUND FLOOR. INSTALL 2 CEILING LIGHT 1 EXHAUST FAN 1 OUTLET 1 SWITCH 1 EMERGENCY LIGHT 1 WATER HEATER | TAI LAM MAK | C | 1772 | 1 | 1601 | IRVING ST |  | 1 | ISSUED | 2016-11-08
E201611101000 | 2016-11-10 | INSTALL 4 STOP 950LB RESIDENTIAL ELEVATOR WIRING WIRING WITH 4 HALL STATIONS AND A 4 STOP CONTROLLER. | ACME HOME ELEVATOR INC. | R | 2688 | 72 | 89 | BELGRAVE AV |  |  | ISSUED | 2016-11-10
E201611291359 | 2016-11-29 | FINAL FOR ALL WORK COMPLETED UNDER PERMIT E20150721198. | TOM CAN CONSTRUCTION | R | 1658 | 37 | 1415 | CABRILLO ST |  |  | ISSUED | 2016-11-29
E20161107930 | 2016-11-07 | PARTIAL BATHROOM REMODEL - REMOVE HALOGEN CEILING FIXTURE AND REPLACE WITH LED LIGHT FIXTURE. | KOLBY DEVELOPMENT | R | 52 | 78 | 445 | FRANCISCO ST | 101 |  | ISSUED | 2016-11-07
E20161102826 | 2016-11-02 | SERVICE UPGRADE TO 200 AMPS | HUSTED CONSTRUCTION | R | 1926 | 38 | 1125 | LAWTON ST |  |  | ISSUED | 2016-11-02
E20161104896 | 2016-11-04 | REWIRE WHOLE HOUSE UPGRADE SERVICE PANEL TO 100AMP NEW LIGHTS PLUGS SWITCHES. | LEI'S CONSTRUCTION CO | R | 1922 | 15 | 1671 | 21ST AV |  |  | ISSUED | 2016-11-04
EW201611141865 | 2016-11-14 | UNIT 4 REWIRE KITCHEN AND BATHROOM. ALL OUTLETS LIGHTS FANS. 2 S/D | LAI'S E & H ELECTRIC INC. | R | 0438A | 28 | 66 | RETIRO WY |  | 4 | ISSUED | 2016-11-14
E20161101803 | 2016-11-01 | INSTALL (1) INSTERIOR SIGN. | GOLDEN GATE SIGN COMPANY INC. | R | 3705 | 42 | 865 | MARKET ST |  |  | ISSUED | 2016-11-01
EW201611221984 | 2016-11-22 | ADDING 5 HORN AND STROBE LIGHTS TO AN EXISTING SYSTEM | FIRE & SECURITY & ALARM CO/ F.S.A.C. | R | 324 | 2 | 345 | TAYLOR ST |  | 1 | COMPLETE | 2016-11-28
EW201611161909 | 2016-11-16 | GOOGLE 1ST FLOOR IDF ROOM BUILDOUT - 188 EMBARCADERO - 6-20 OUTLETS - WBE JOB #01-140794 - CONTACT TONY RACCANELLO 415-720-2612 | W. BRADLEY ELECTRIC | C | 3715 | 13 | 188 | THE EMBARCADERO * |  | 1 | ISSUED | 2016-11-16
EW201611071687 | 2016-11-07 | ELECTRICAL WORK AT 499 JACKSON STREET 3RD FLOOR | CAPITOL ELECTRIC CONST | C | 196 | 16 | 499 | JACKSON ST |  | 3 | ISSUED | 2016-11-07
EW201611081726 | 2016-11-08 | SWITCH LIGHT AND 3 RECEPTACLES FOR A ART STORAGE ROOM AT THE GROUND FLOOR LEVEL | COLONIA ELECTRIC INC | R | 1372 | 60 | 122 | FUNSTON AV |  | 1 | ISSUED | 2016-11-08
E20161107942 | 2016-11-07 | REPLACE 100A ELEC PANEL WIRES. ADD DEN BATH WASHER DRYER REPLACE FURNACE 1ST FL 41+ OUTLETS. | TAK TAM ELECTRIC CO | R | 2949A | 29 | 155 | MARIETTA DR |  |  | ISSUED | 2016-11-07
E20161103855 | 2016-11-03 | HOUSE REWIRNG ADD NEW 32 NEW LIGHTS 10 SWITCHES 30 RECEPTS 1 GAR DISP 3 SMOKE DETECTS 1 FANS 1 DISHWASHERS | PETER WONG ELECTRICAL | R | 6495 | 38 | 45 | WATT AV |  |  | ISSUED | 2016-11-03
EW201611151890 | 2016-11-15 | THIS IS A YOUTH HOSTEL. RE-WIRING FOR LIGHTS AND PLUGS.ADDING A SUB-PANEL. BATHROOM BEING WIRED. | MORAN LIGHTING & ELECTRIC | C | 227 | 16 | 672 | SACRAMENTO ST |  | 3 | ISSUED | 2016-11-15
EW201611141851 | 2016-11-14 | MODIFY SWITCHING AND LIGHTING AND RELOCATE SUB PANEL AT BOTH FLOORS. | KING ELECTRIC | R | 254 | 112 | 1001 | CALIFORNIA ST |  | 1 | ISSUED | 2016-11-14
EW201611091746 | 2016-11-09 | 72 WORKSTATIONS FOR MODULAR PARTITIONS ONLY. | SERVICE WEST INC | C | 3703 | 58 | 1035 | MARKET ST |  | 0 | ISSUED | 2016-11-09
EW201611081723 | 2016-11-08 | 15 WORKSTATIONS FOR MODULAR PARTITIONS ONLY. | SERVICE WEST INC | C | 232 | 16 | 3 | EMBARCADERO CENTER * |  | 0 | COMPLETE | 2016-11-28
E20161103862 | 2016-11-03 | REWIRE UNIT 20 LIGHTS 10 SWITCHES 40 RECEPTACLES 1 FAN 1 DISHWASHER 1 GARBAGE DISPOSAL 1 MICROWAVE 1 RANGE 3 SMOKE DETECTORS. | S & W ELECTRIC INC. | R | 1645 | 12 | 787 | 02ND AV |  |  | ISSUED | 2016-11-03
EW201611091759 | 2016-11-09 | UNIT 5: NEW KITCHEN NEW BATHROOM UPGRADE SUBPANEL | WELLS ELECTRICAL INC | R | 249 | 23 | 1575 | SACRAMENTO ST |  | 5 | ISSUED | 2016-11-09
EW201611091757 | 2016-11-09 | UNIT 1: NEW KITCHEN NEW BATHROOM UPGRADE SUBPANEL | WELLS ELECTRICAL INC | R | 249 | 23 | 1575 | SACRAMENTO ST |  | 1 | ISSUED | 2016-11-09
EW201611021595 | 2016-11-02 | TENANT IMPROVEMENT ADDING FLOOR BOXES. | PMN DESIGN ELECT INC DBA DESIGN ELC | C | 164 | 9 | 440 | PACIFIC AV |  | 1 | COMPLETE | 2016-11-04
EW201611021615 | 2016-11-02 | KITCHEN REMODEL NEW LOAD CENTER. | MAL ROGERS ELECTRIC | R | 3028B | 60 | 59 | LOS PALMOS DR |  | 1 | ISSUED | 2016-11-02
EW201611292062 | 2016-11-29 | TWO BATHS AND LAUNDRY HALL MASTER BED LIGHTING | ANN ENEA | R | 3655 | 68 | 1105 | CASTRO ST | 0 | 2 | ISSUED | 2016-11-29
EW201611232001 | 2016-11-23 | ROOF TOP PV SYSTEM WITH DC TO DC POWER OPTIMIZERS AND ONE GRID INTERACTIVE INVERTER - 10 ROOF-MOUNTED SOLAR PV MODULES 300 WATTS PER MODULE 1 INTERACTIVE INVERTER TOTAL NO. OF RATING 3 KW. | OCCIDENTAL POWER | R | 4214 | 20 | 1223 | SAN BRUNO AV |  | 2 | ISSUED | 2016-11-23
EW201611021620 | 2016-11-02 | TO INSTALL NEW CENTER LIGHT IN LIVING ROOM AND THREE LIGHTS RECESSED TYPE AT MAIN ENTRANCE AND HALL WAY | L & L ELECTRIC | R | 0540C | 6 | 2100 | GREEN ST | 302 | 302 | COMPLETE | 2016-11-22
EW201611292054 | 2016-11-29 | ASF # 10588. ELECTRICAL WORK TO RENOVATE 107 RESIDENTIAL UNITS REPLACE COMMON AREA LIGHTING UPGRADES TO COMMUNITY AREA REPLACEMENT OF THE FIRE ALARM SYSTEM RENOVATION OF (2) ELEVATORS AND PARKING AREA LIGHTING | ASF ELECTRIC INC | R | 3580 | 76 | 3850 | 18TH ST |  | 1 | ISSUED | 2016-11-29
EW201611091762 | 2016-11-09 | REROUTE EXISTING SIGN CIRCUITS THROUGH LIGHTING CONTROL PANEL | E. J. WEBER ELECT.CO INC | C | 329 | 5 | 50 | POWELL ST |  | 1 | COMPLETE | 2016-12-12
EW201611071691 | 2016-11-07 | SUITE 700/RELOCATING EXISTING LIGHTING AND FURNISH AND INSTALLING BASE FEEDS FOR NEW WORKSTATIONS | E. J. WEBER ELECT.CO INC | C | 3717 | 21 | 150 | SPEAR ST |  | 700 | ISSUED | 2016-11-07
E20161108958 | 2016-11-08 | WIRE TO 4 FIRE INDICATING DEVICES REF E201509231725 | PACIFIC INTEGRATIONS | C | 857 | 3 | 65 | LAGUNA ST |  |  | ISSUED | 2016-11-08
EW201611221985 | 2016-11-22 | RUN IN NEW APPLIANCE CIRCUITS IN KITCHEN PLUS GARBAGE DISPOSAL AND DISHWASHER | BENNETT ELECTRIC | R | 1719 | 002K | 1266 | 32ND AV |  | 1 | CANCELLED | 2016-12-02
E201611161131 | 2016-11-16 | UFER GROUND. | FLASH ELECTRIC **CK ID****** | R | 1644 | 6 | 837 | ARGUELLO BL | 0 |  | ISSUED | 2016-11-16
EW201611232008 | 2016-11-23 | NEW SERVICE 125AMP | B V ELECTRIC | R | 5644 | 37 | 240 | WINFIELD ST |  | 1 | COMPLETE | 2016-12-05
EW201611091756 | 2016-11-09 | UFER GROUND | B V ELECTRIC | R | 1294 | 7 | 1537 | COLE ST |  | 1 | ISSUED | 2016-11-09
EW201611031638 | 2016-11-03 | C161180 | BEI CONSTRUCTION INC. | C | 3708 | 174 | 555 | MARKET ST |  | 14 | ISSUED | 2016-11-03
EW201611171930 | 2016-11-17 | C16-1250 - DEMO HORIZONTAL CABLING AND FIBER BACKBONE PROJECT | BEI CONSTRUCTION INC. | C | 3703 | 58 | 1035 | MARKET ST |  | 500 | ISSUED | 2016-11-17
EW201611171923 | 2016-11-17 | MODULAR OFFICE FURNITURE INSTALLATION OF (4) WORK STATIONS ON THE 8TH FLOOR. | ADVANCED INSTALLATION SERVICES INC | C | 3721 | 122 | 535 | MISSION ST |  | 8 | COMPLETE | 2016-12-05
E201611291344 | 2016-11-29 | BATHROOM - REPLACE PLUGS SWITCH AND FAN | UNION PACIFIC CONSTRUCTION INC | R | 4711 | 165 | 2 | PROGRESS ST |  |  | ISSUED | 2016-11-29
E20161104877 | 2016-11-04 | ADD RECESSED CAN LIGHTING TO FAMILY ROOM | XIAO MING CHEN DBA MH ELECTRIC | R | 2688 | 24 | 66 | CLARENDON AV |  |  | ISSUED | 2016-11-04
E201611141064 | 2016-11-14 | TO OBTAIN A FINAL INSPECTION FOR WORK APPROVED UNDER EXPIRED PERMIT E20140617462. | AXIS CONSTRUCTION | R | 2636 | 3 | 6 | LOCKSLEY AV | 0 | APT 2E | EXPIRED | 2016-11-22
E20161102824 | 2016-11-02 | OFFICE UPGRADE 30 LTS 15 SWITCHES 25 RECEPTS SUB PANEL | ELECTRICAL GROUP INC | C | 4353 | 13 | 1635 | INDIANA ST |  |  | ISSUED | 2016-11-02
EW201611151885 | 2016-11-15 | KITCHEN LIVINGROOM MASTER BATH ROOMREMODLE | A & K ELECTRIC | R | 1069 | 50 | 3 | LUPINE AV |  | 3 | ISSUED | 2016-11-15
EW201611141843 | 2016-11-14 | INSTALL FIRE SPRINKLER MONITORING SYSTEM WITH LIFE SAFETY WITNESS TEST | SAN FRANCISCO FIRE PROTECTION | R | 2823A | 41 | 36 | KNOLLVIEW WY |  | 0 | ISSUED | 2016-11-14
EW201611161904 | 2016-11-16 | INSTALL 4 ELECTRICAL OUTLETS | BAY ELECTRIC | C | 1084 | 10 | 3575 | GEARY BL | 0 | 1 | COMPLETE | 2016-12-08
EW201611232004 | 2016-11-23 | REMODEL OF EXISTING SENIOR LIVING UNIT 4GH. | HAROLD E NUTTER INC. | C | 697 | 39 | 1400 | GEARY BL |  | 4 | ISSUED | 2016-11-23
EW201611081712 | 2016-11-08 | REPLACING (3) LIGHT FIXTURES AND ADDING A SWITCH AND LIGHT FIXTURE IN THE CLOSET. WE ARE ADDING A SWITCH IN THE WET BAR FOR UC LIGHT. ADDING POWER FOR A SMOKE/CARBON DIOXIDE DETECTOR IN THE ENTRANCE HALLWAY. | HAROLD E NUTTER INC. | C | 697 | 39 | 1400 | GEARY BL |  | 2507 | COMPLETE | 2016-12-09
EW201611071706 | 2016-11-07 | SERVICE UPGRADE 100 AMP 120/240 OVER HEAD | LQ ELECTRIC INC. | R | 5742 | 16 | 505 | CRESCENT AV |  | 1 | COMPLETE | 2016-11-16
EW201611141842 | 2016-11-14 | PRE-WIRE LOW FREQUENCY SOUNDERS LOCATIONS FOR 4 UNITS FOR FUTURE FIRE ALARM TENANT IMPROVEMENT UPGRADES NOT REQUIRED AT THIS TIME. (1) IN THE GROUND LEVEL (2) ON 3RD FLR AND (1) ON 4TH FLR. | CRIME WATCH SECURITY SYSTEMS INC | R | 3609 | 22 | 3256 | 21ST ST | 0 | 1 | COMPLETE | 2016-11-16
EW201611231995 | 2016-11-23 | PROVIDE NEW ELECTRICAL PANEL. 2 KITCHEN CIRCUITS CIRCUITS FOR DISHWASHER DISPOSAL DRYER WASHER WARMING DRAW. 26 LED CAN LIGHTS NEW PLUGS SWITCHES SMOKE DETECTORS 3 EXHAUST FANS. | CASTELLINO ELECTRIC INC | R | 1334 | 013A | 2336 | LAKE ST |  | 1 | ISSUED | 2016-11-23
EW201611141848 | 2016-11-14 | INSTALL NEW ELECTRICAL PANEL. PROVIDE 2 KITCHEN CIRCUITS DISHWASHER CIRCUIT WASHER AND DRYER CIRCUITS AND RANGE CIRCUIT. INSTALL SMOKE DETECTORS NEW PLUGS SWITCHES AND LIGHT FIXTURES. NEW BATHROOM EXHAUST FAN. | CASTELLINO ELECTRIC INC | R | 275 | 6 | 980 | BUSH ST |  | 208 | ISSUED | 2016-11-14
EW201611101786 | 2016-11-10 | INSTALL NEW ELECTRICAL PANEL. PROVIDE 2 KITCHEN CIRCUITS DISHWASHER CIRCUIT OVEN CIRCUIT WASHER AND DRYER CIRCUITS. INSTALL NEW SMOKE DETECTORS PLUGS SWITCHES AND LIGHT FIXTURES. NEW BATHROOM EXHAUST FAN. | CASTELLINO ELECTRIC INC | R | 803 | 8 | 940 | HAYES ST | 0 | 17 | ISSUED | 2016-11-10
E201611161118 | 2016-11-16 | 4TH FLOOR: INSTALL 20 RECEPTACLES ONE ELECTRIC WATER HEATER AND 4 X 6 FOOT TRACK LIGHTS IN NEW HAIRDRESSING SALON. | HARRINGTON CONSTRUCTION COMPANY | C | 287 | 12 | 266 | SUTTER ST |  |  | ISSUED | 2016-11-16
E201611141045 | 2016-11-14 | ELECTRICAL 110V TO FIRE CONTROL PANEL FROM (E) SERVICE TO BE PROVIDED | FIRST ALARM | R | 2206 | 82 | 135 | MENDOSA AV |  |  | ISSUED | 2016-11-14
EW201611041673 | 2016-11-04 | (2) BATHROOM REMODELS INSTALLING NEW LIGHTS AND EXHAUST FANS. | JALILIE ELECTRIC INC /RIDGEWAY ELECTRIC | R | 3072A | 4 | 99 | SAN ANSELMO AV |  | 1 | ISSUED | 2016-11-04
EW201611011565 | 2016-11-01 | INSTALL NEW 200AMP OVERHEAD SERVICE. SUB PANEL ON TOP FLOOR. NEW WIRING ON TOP 2 FLOORS. NEW WIRING IN GARAGE AREA | AW ELECTRICAL INC | R | 1738 | 34 | 1248 | FUNSTON AV |  | 1 | ISSUED | 2016-11-01
E201611231278 | 2016-11-23 | REWIRE KITCHEN 3 SWITCHES 6 RECEPTACLES 1 FANS 1 DISHWASHER 1 GARBAGE DISPOSAL 1 MICROWAVE 1 RANGE ADD SUBPANEL. | KENJI HASEGAWA | R | 5513 | 13 | 88 | PERALTA AV |  |  | ISSUED | 2016-11-23
E201611181190 | 2016-11-18 | REWIRING. 100 AMP #2 SERVICE #2 FEEDER 14 CIRCUITS 20 LIGHTS 12 SWITCHES 24 RECEPTACLES 1 FAN 1 DISHWASHER 1 GARBAGE DISPOSAL 1 MICROWAVE 4 SMOKE DETECTORS DRYER. | ANALITO U RAMA | R | 5643 | 45 | 15 | HEYMAN AV |  | 1/F | ISSUED | 2016-11-18
EW201611101804 | 2016-11-10 | REWIRE UNIT;BEDROOM BATHROOM KITCHEN LIVING... | K & I ELECTRICAL INC. | R | 663 | 3 | 1705 | OCTAVIA ST |  | 202 | ISSUED | 2016-11-10
EW201611101802 | 2016-11-10 | REWIRE UNIT;BEDROOM BATHROOM KITCHEN LIVING... | K & I ELECTRICAL INC. | R | 663 | 3 | 1705 | OCTAVIA ST |  | 304 | ISSUED | 2016-11-10
EW201611161892 | 2016-11-16 | BEDROOM REMODEL | VALUE ELECTRICAL CONSTRUCTION | R | 3077 | 8 | 25 | SAN ANDREAS WY |  | 2 | ISSUED | 2016-11-16
EW201611211955 | 2016-11-21 | REPLACE EXISTING 14 RECESSED LIGHTS WITH LED LIGHTS. RECESS EXISTING WIRING IN THE WALLS | VALUE ELECTRICAL CONSTRUCTION | R | 657 | 12 | 2470B | BUSH ST |  | 2 | ISSUED | 2016-11-21
E201611141074 | 2016-11-14 | UNIT LEGALIZATION PER NOV201558471 10 LIGHTS 10 SWITCHES 25 RECEPTACLES 1 FAN. | CALVIN CHAN CONSTR INC.**CHECK ID** | R | 5403 | 1 | 2 | VESTA ST |  |  | ISSUED | 2016-11-14
E201611181188 | 2016-11-18 | SOLAR: PLAN 1080 16 PV MODS 327 WATTS PER MOD SERVICE UPGRADE 5.232 = DC KW SYSTEM | LUMINALT ENERGY CORPORATION | R | 3175 | 10 | 535 | MIRAMAR AV |  |  | ISSUED | 2016-11-18
E201611171155 | 2016-11-17 | SOLAR: PLAN 1079 19 PV MODS 327 WATTS PER MOD SUB-PANEL 6.213 = DC KW SYSTEM | LUMINALT ENERGY CORPORATION | R | 5528 | 13 | 187 | PERALTA AV |  |  | ISSUED | 2016-11-17
EW201611232007 | 2016-11-23 | EXTEND CIRCUITRY FOR THE BATHROOMS EXHAUST FANS FOR THE FOLLOWING UNITS: 117 118 203 217 221 222 305 513 & 607. | MEC ELECTRICAL (MENENDEZ ENTERPRISES) | R | 3533 | 37 | 145 | GUERRERO ST |  | 1 | ISSUED | 2016-11-23
EW201611141862 | 2016-11-14 | INSTALL ROOF-MOUNTED 1.5KW SYSTEM CONSISTING OF 7 270W MODULES AND 7 ENPHASE 215W MICRO-INVERTERS. - 7 ROOF-MOUNTED SOLAR PV MODULES 270 WATTS PER MODULE 7 INTERACTIVE INVERTER TOTAL NO. OF RATING 1.505 KW. | GRID ALTERNATIVES | R | 5258 | 64 | 1452 | INNES AV |  | 2 | ISSUED | 2016-11-14
E201611151084 | 2016-11-15 | POWER FOR BATHROOM FLOOR MAT | NATIONAL -ELECTRIC | R | 480 | 004F | 3130 | GOUGH ST |  |  | ISSUED | 2016-11-15
E201611181194 | 2016-11-18 | REWIRE ENTIRE UNIT | JJ O'SULLIVAN ELECTRIC | R | 527 | 19 | 2626 | FRANKLIN ST |  |  | ISSUED | 2016-11-18
E201611231290 | 2016-11-23 | APT 310: REMODEL 2 BATHROOMS & KITCHEN. NEW LIGHTS AND SWITCHES. | EUROPEAN HOMECRAFT INC | R | 2717 | 57 | 10 | GLENDALE ST |  |  | ISSUED | 2016-11-23
E201611231294 | 2016-11-23 | UNIT 1: TO OBTAIN A FINAL INSPECTION FOR WORK APPROVED UNDER PREVIOUS PERMIT E201601154181. | EUROPEAN HOMECRAFT INC | R | 3537 | 25 | 750 | 14TH ST | 0 |  | ISSUED | 2016-11-23
EW201611051685 | 2016-11-05 | AT THE GROUND FLOOR ADD ONE SUB-PANEL ADD ONE ROOM ONE BATHROOM OUTLETS AND LIGHTS.ALSO ADD TWO FLOOR HEATERS. | JAMES' ELECTRIC COMPANY | R | 2629 | 51 | 117 | CLIFFORD TR |  | 1 | ISSUED | 2016-11-05
E20161103860 | 2016-11-03 | REMODEL BATHROOM UPGRADE ELECTRICAL DOWNSTAIRS NEW LIGHTS PLUGS SWITCHES. | QUALITY PAINTING & CONSTRUCTION | R | 2425 | 29 | 2335 | ULLOA ST |  |  | ISSUED | 2016-11-03
EW201611101782 | 2016-11-10 | MAIN ELECTRICAL PANEL REPLACEMENT: EXISTING 125AMP FPE MAIN PANEL WITH 100AMP MAIN BREAKER TO BE REPLACED WITH NEW 125AMP NON FPE MAIN PANEL WITH 100AMP MAIN BREAKER - 10 ROOF-MOUNTED SOLAR PV MODULES 265 WATTS PER MODULE 10 INTERACTIVE INVERTER TOTAL NO. OF RATING 2.65 KW. | SUNRUN INSTALLATION SERVICES INC | R | 6985 | 14 | 1001 | CAPITOL AV |  | 1 | ISSUED | 2016-11-10
EW201611181945 | 2016-11-18 | INSTALL 50 AMP OUTLET WITHIN 1 FOOT OF MAIN ELECTRICAL PANEL IN GARAGE. | CHRISTOPHER L MC WHERTER | R | 951 | 9 | 2624 | GREEN ST |  | 1 | ISSUED | 2016-11-18
EW201611231998 | 2016-11-23 | THIS PERMIT IS TO PAY FOR THE FINAL INSPECTION OF PERMIT E201602295197. ALL WORK WAS COMPLETED BY ANOTHER CONTRACTOR AND WE ARE HELPING THE HOMEOWNER CLOSE OUT THE PERMIT. ROUGH IN HAS BEEN PASSED AND ALL NOTES ON THE JOB CARD COMPLIED. | LIGHTS OUT INC | R | 5384C | 8 | 282 | BRIDGEVIEW DR |  | 1 | ISSUED | 2016-11-23
EW201611141853 | 2016-11-14 | INSTALLATION OF HVAC CONTROLS | TRINITY E M C S INC. | R | 231 | 23 | 2 | EMBARCADERO CENTER * |  | 470 | COMPLETE | 2016-12-05
EW201611141855 | 2016-11-14 | INSTALLATION OF HVAC CONTROLS | TRINITY E M C S INC. | R | 233 | 44 | 4 | EMBARCADERO CENTER * |  | 2660 | COMPLETE | 2016-12-09
E201611171139 | 2016-11-17 | 200A SERVICE UPGRADE 15 LIGHTS 15 SWITCHES 35 RECEPTACLES 7 FAN 1 GARBAGE DISPOSAL 1 MICROWAVE 6 SMOKE DETECTORS. | ELI FLORES | R | 4652 | 23 | 215 | MIDDLE POINT RD |  |  | ISSUED | 2016-11-17
EW201611292061 | 2016-11-29 | SOLAR: INSTALL 14 ROOF MOUNTED SOLAR PV MODULES 14 INVERTERS 285 W/MOD TOTAL RATING OF 3.99 KW. - 14 ROOF-MOUNTED SOLAR PV MODULES 285 WATTS PER MODULE 14 INTERACTIVE INVERTER TOTAL NO. OF RATING 3.99 KW. | Y MIKUMO CO. | R | 6402 | 19 | 1309 | GENEVA AV |  | 1309 | ISSUED | 2016-11-29
E201611221260 | 2016-11-22 | UPGRADE ELECTRICAL THROUGHOUT HOUSE 26 LIGHTS 20 SWITCHES 35 RECEPTACLES 3 FANS. | LEMA CONSTRUCTION | R | 624 | 14 | 1940 | SACRAMENTO ST | 1 |  | ISSUED | 2016-11-22
EW201611031626 | 2016-11-03 | ADD NEW OUTLETS LIVING ROOM | RONAN MC CONNELL ELECTRIC | R | 2114 | 31 | 1952 | 21ST AV |  | 1 | COMPLETE | 2016-12-02
E201611141037 | 2016-11-14 | UNIT #1: BATHROOM REMODEL. INSTALL GFCI & VENT FAN. | KEVIN LLORENTE CONSTRUCTION | R | 2629A | 002F | 308 | UPPER TR |  |  | ISSUED | 2016-11-14
E201611211230 | 2016-11-21 | CC FOR PERMIT E201512013234; RENOVATION HOUSE 4 FLOORS INCLUDE GARAGE AREAS SECOND FLOOR: KITCHEN L LIVING ROOM THIRD FLOOR: FAMILIAR ROOM LAUNDRY BEDROOMS. 4TH FLOOR: MASTER BEDROOM 1 SUB PANEL 120 / 240 V. GARAGE AREA 1 SUB - PANEL SECOND FLOOR KITCHEN AREA 1 SUB PANEL THIRD FLOOR: 120 / 240 V 45 CIRCUITS TOTAL 85 NEW LIGHTS 35 SWITCHES 72 RECEPTS 3 FANS 1 DISHWASHERS | PLANART CONSTRUCTION | R | 1284 | 4 | 1219 | COLE ST |  |  | ISSUED | 2016-11-21
EW201611041653 | 2016-11-04 | INSTALL (178) DATA CABLES. | MCMILLAN DATA COMMUNICATIONS | C | 175 | 30 | 731 | SANSOME ST |  | 5 | ISSUED | 2016-11-04
E201611101010 | 2016-11-10 | UPGRADE WIRING THROUGHOUT HOUSE MAKE CORRECTIONS INSTALL PLUGS LIGHTS SWITCHES AND SMOKE DETECTORS REF EW201609100458 E200405173033 E200405112768. | V P ELECTRIC CO | R | 3085 | 22 | 715 | MANGELS AV |  |  | ISSUED | 2016-11-10
E20161103859 | 2016-11-03 | RENEW PERMIT E201509111442. | T L K STEEL INCORPORATED | R | 6462 | 19 | 15 | ALLISON ST |  |  | ISSUED | 2016-11-03
E201611211221 | 2016-11-21 | WIRE SECOND FLOOR 2 BEDROOMS 1 BATH 1 LIVING ROOM WIRE FIRST FLOOR GARAGE AND CHANGE ELECTRICAL PANEL. INSTALL 10 CIRCUITS 10 LIGHTS 10 SWITCHES 30 RECEPTACLES 1 FAN 4 SMOKE DETECTORS. | JOHN CUNNINGHAM ELECTRIC | R | 3143 | 32 | 246 | DETROIT ST |  | 1/F 2/F | ISSUED | 2016-11-21
EW201611252012 | 2016-11-25 | REPLACE ELECTRICAL 100A SUB-PANEL AT UNIT B307 | GREEN TECH ELECTRIC SOLUTIONS | C | 1737 | 9 | 1201 | FUNSTON AV | 0 | 307 | ISSUED | 2016-11-25
EW201611041674 | 2016-11-04 | REWIRE WHOLE HOUSE TO EXISTING DEVICES AND CHANGE DEVICES CHANGE MAIN PANEL 100 AMP LIKE FOR LIKE. | ALECO ELECTRIC | R | 3003 | 13 | 408 | MELROSE AV |  | 1 | COMPLETE | 2016-12-05
E201611171177 | 2016-11-17 | REPAIR ELECTRICAL IN KITCHEN BATH AND LIVING ROOM DUE TO FIRE DAMAGE. | ADVANCED RESTORATION INC | R | 4760 | 11 | 1494 | REVERE AV |  |  | ISSUED | 2016-11-17
E201611281323 | 2016-11-28 | ALL NEW ELECTRICAL FOR COMMERCIAL AREA. | YING'S ELECTRICIAN CORPORATION | C | 5457 | 37 | 2883 | SAN BRUNO AV |  |  | COMPLETE | 2016-11-28
E201611151091 | 2016-11-15 | ADDRESS CORRECTION FOR E20160928065. | COLEVAN ELECTRIC INC | R | 3746 | 3 | 338 | MAIN ST |  | UNIT 11C | COMPLETE | 2016-11-18
E201611211210 | 2016-11-21 | COMMERCIAL TI 400AMP SERVICE 40 LIGHTS 20 SWITCHES 40 RECEPTACLES 3 FANS 1 DISHWASHER 1 GARBAGE DISPOSAL 2 AC UNITS; REF 201607283563 201604296144. | ECO ELECTRIC INC | C | 3755 | 33 | 1184 | HARRISON ST |  |  | ISSUED | 2016-11-21
EW201611292065 | 2016-11-29 | 1- I.D AND INSPECT NEW SUB PANEL INSTALLED WITHOUT PERMIT IN BASEMENT. 2- CHECK GROUNDING FOR ALL DEVICES INSTALLED OFF NEW SUB PANEL 3- INSTALL MAIN BREAKER HOLD DOWN KIT 4- INSTALL ARC FAULT CIRCUIT BREAKERS WHERE REQUIRED 5- INSTALL GROUNDING BONDING SYSTEM 6- INSTALL LOCAL DISCONNECT FOR FURNACE AND INSTALL HARDWIRED ELECTRICAL CONNECTION POINT 7- INSTALL K.O SEALS AND BLANK COVERS FOR OPEN JUNCTION BOXES | LIGHTNING SERVICES INC. | R | 6639 | 27 | 1671 | NOE ST |  | 1 | ISSUED | 2016-11-29
E201611141061 | 2016-11-14 | UNIT 1: TO OBTAIN A FINAL INSPECTION FOR WORK APPROVED UNDER EXPIRED PERMIT E201503317389. | NOMELLINI CONSTRUCTION * ASK FOR ID * | R | 272 | 004A | 618 | BUSH ST |  |  | COMPLETE | 2016-11-28
E20161101796 | 2016-11-01 | PHASE 2 OF 2. ELECTRICAL WORK IN EACH UNIT OF BUILDING. PHASE 2 INCLUDES 8 UNITS. KITCHEN AND BATHROOM REMODEL. REPLACE 60 AMP SUBPANEL IN EACH UNIT. **CHIEF ELECTRICAL INSPECTOR IS PERMITING 2 YEARS FOR ELECTRICAL ASPECT OF WORK TO BE COMPLETED. PERMIT VALID FOR 2 YEARS** | Y & C ELECTRICAL.COM | C | 754 | 28 | 1175 | STEINER ST |  |  | ISSUED | 2016-11-01
E20161101795 | 2016-11-01 | PHASE 1 OF 2. ELECTRICAL WORK IN EACH UNIT OF BUILDING. PHASE 1 INCLUDES 12 UNITS. KITCHEN AND BATHROOM REMODEL. REPLACE 60 AMP SUBPANEL IN EACH UNIT. **CHIEF ELECTRICAL INSPECTOR IS PERMITING 2 YEARS FOR ELECTRICAL ASPECT OF WORK TO BE COMPLETED. PERMIT VALID FOR 2 YEARS** | Y & C ELECTRICAL.COM | C | 754 | 28 | 1175 | STEINER ST |  |  | ISSUED | 2016-11-01
E20161101789 | 2016-11-01 | 1.5 BATHROOM REMODELS ON 2ND FLOOR. 1.5 BATHROOM REMODELS ON 3RD FLOOR. 14 LIGHTS 11 SWITCHES 11 RECEPTACLES 4 FANS. | DE STAR CONSTRUCTION | R | 6551 | 23 | 1383 | CHURCH ST |  | 2/F 3/F | ISSUED | 2016-11-01
E201611181200 | 2016-11-18 | APT #S3-307: REPLACE (E) 4 LIGHTS 8 SWITCHES 20 RECEPTACLES 1 D/W G/D 1 M/W 1 RANGE. | PS2 INC | R | 750 | 19 | 1545 | EDDY ST |  |  | ISSUED | 2016-11-18
EW201611091754 | 2016-11-09 | INSTALL TESLA WALL CONNECTOR ON A DEDICATED CIRCUIT 240V - 100AMP | NIJSSEN ELECTRIC | R | 591 | 12 | 2023 | PACIFIC AV | 0 | 1 | COMPLETE | 2016-11-17
E20161109975 | 2016-11-09 | SOLAR: PLAN 1063 16 PV MODS 260 WATTS PER MOD 4.160 = DC KW SYSTEM | 360 MANAGEMENT GROUP INC DBA SUNTIME ENE | R | 6700 | 38 | 2400 | DIAMOND ST |  |  | ISSUED | 2016-11-09
EW201611011590 | 2016-11-01 | KITCHEN REMODEL | AUTHENTIC ELECTRICAL SERVICES | R | 2691 | 37 | 4543 | 18TH ST |  | 2 | ISSUED | 2016-11-01
E201611141058 | 2016-11-14 | KITCHEN AND BATH REMODEL 5 LIGHTS 5 SWITCHES 5 RECEPTACLES 8 FAN 1 DISHWASHER 1 GARBAGE DISPOSAL 1 MICROWAVE 1 RANGE. | I E GENERAL CONST INC | R | 4262 | 25 | 2429B | 24TH ST |  | 1ST FLR | ISSUED | 2016-11-14
EW201611232009 | 2016-11-23 | INSTALL UFER GROUND | K F L ELECTRIC | R | 1839 | 22 | 1440 | 15TH AV |  | 1 | ISSUED | 2016-11-23
E201611291340 | 2016-11-29 | MODIFICATION TO AND AT&T SITE REMOVE AND REPLACE 3 (E) ANTENNAES INSTALL 3 (N) RRU AND 3 (N) SURGE SUPPRESSORS UPGRADES TO OTHER AT&T EQUIPMENT. | APEX SITE SOLUTIONS INC | C | 1865 | 4 | 1515 | 19TH AV |  |  | COMPLETE | 2016-12-02
E201611171138 | 2016-11-17 | REMODEL KITCHEN /BATHROOM ADD ONE NEW BATH ON 2ND FLOOR 3 NEW BEDROOMS ONE FULL BATH ON GROUND FLOOR & LAUNDRY ROOM 42 LIGHTS 16 SWITCHES 40 RECEPTACLES 6 SMOKE DETECTORS | SHEN HAO CONSTRUCTION INC | R | 5836 | 11 | 125 | BENTON AV |  |  | ISSUED | 2016-11-17
E201611211232 | 2016-11-21 | UPGRADE WIRING 20 LIGHTS 10 SWITCHES 20 RECEPTACLES 1 FAN 1 DISHWASHER 1 RANGE 2 SMOKE DETECTORS. | MOMENTUM ELECTRICAL CONTRACTORS INC | R | 5525 | 33 | 1529 | TREAT AV |  |  | ISSUED | 2016-11-21
E20161101787 | 2016-11-01 | 8 LIGHTS 12 SWITCHES 20 PLUGS 1 DW 1 GD 1 RANGES 1 SMOKE DETECTOR | ABS CONSTRUCTION | R | 2914 | 27 | 825 | LAGUNA HONDA BL |  |  | ISSUED | 2016-11-01
E201611171180 | 2016-11-17 | REMODEL KITCHEN AND (2) BATHROOMS 18 LIGHTS 10 SWITCHES 30 RECEPTACLES 2 FAN 1 DISHWASHER 1 GARBAGE DISPOSAL 1 MICROWAVE 1 RANGE 4 SMOKE DETECTORS. | K F CONSTRUCTION | R | 5336 | 60 | 166 | BRIDGEVIEW DR |  |  | ISSUED | 2016-11-17
E20161107949 | 2016-11-07 | SITE UM 247 STREETLIGHT POLE ADJACENT TO 800 BUSH ST. INSTALLATION OF 3RD PARTY COMMUNICATION EQUIPMENT ON PG&E POLE. INSTALLED EQUIPMENT: ELECTRICAL METER DISCONNECT BOX RADIOS ANTENNA | PINNACLE POWER SERVICES INC | R | 9999 | 999 | 999 | UNKNOWN * |  |  | COMPLETE | 2016-11-28
E20161107940 | 2016-11-07 | SITE UM 271 STREETLIGHT POLE ADJACENT TO 910 BUSH ST. INSTALLATION OF 3RD PARTY COMMUNICATION EQUIPMENT ON PG&E POLE. INSTALLED EQUIPMENT: ELECTRICAL METER DISCONNECT BOX RADIOS ANTENNA | PINNACLE POWER SERVICES INC | R | 9999 | 999 | 999 | UNKNOWN * |  |  | COMPLETE | 2016-11-28
E20161107933 | 2016-11-07 | SITE UM 110 STREET LIGHT POLE ADJACENT TO 334 VALLEJO ST. INSTALLATION OF 3RD PARTY COMMUNICATION EQUIPMENT ON PG&E POLE. INSTALLED EQUIPMENT: ELECTRICAL METER DISCONNECT BOX RADIOS ANTENNA | PINNACLE POWER SERVICES INC | R | 9999 | 999 | 999 | UNKNOWN * |  |  | COMPLETE | 2016-11-28
E201611211226 | 2016-11-21 | REMOVE AND REPLACE EXISTING EXHAUST FAN / LIGHT FIXTURE WITH NEW EXHAUST FAN / LIGHT FIXTURE | USA BATH CALIFORNIA REMODELING INC | R | 595 | 76 | 1650 | JACKSON ST | 807 |  | ISSUED | 2016-11-21
E20161101781 | 2016-11-01 | KITCHEN REMODEL NEW LIGHTING OVER FIREPLACE AND IN HALLWAY 18 LTS 7 SWITCHES 20 RECEPTS 1 GAR DISP 1 MICRO 1 RANGES 1 DISHWASHERS | UNITY BUILDING & ELECTRIC CO | R | 0540C | 18 | 2100 | GREEN ST | 702 |  | ISSUED | 2016-11-01
E201611101011 | 2016-11-10 | INSTALL LOW VOLTAGE PHONE DATA AND CAMERA WIRING INSTALL 18 CAMERAS 2 WIFI BOOSTERS 8 SPEAKERS AND 1 TV. | GIZWIT INC | C | 6635 | 51 | 33 | 29TH ST |  |  | ISSUED | 2016-11-10
E201611221248 | 2016-11-22 | TENANT IMPROVEMENT FOR NEW SANDWICH SHOP: NEW LIGHTS SWITCHES PLUGS CONNECT APPLIANCES. | JEBCO | C | 31 | 7 | 320 | BAY ST |  |  | ISSUED | 2016-11-22
EW201611171925 | 2016-11-17 | INSTALL 3 WORKSTATIONS | CRUZ MODULAR INC:DBA SYSTECHS/ONCORE PRO | C | 268 | 17 | 250 | MONTGOMERY ST | 0 | 100 | COMPLETE | 2016-12-01
E20161104889 | 2016-11-04 | SURVEY ONLY |  | R | 4096 | 17 | 814 | CAROLINA ST |  |  | COMPLETE | 2016-11-10
E201611231280 | 2016-11-23 | INSTALLING ELECTRICAL WORK FOR AN ADDITION OF MASTER BEDROOM BATHROOM AND SMALL DECK. 2 DETECTORS 6 LIGHTS 6 SWITCHES 6 RECEPTACLES & 1 FAN. |  | R | 7537 | 37 | 532 | DAY ST |  |  | ISSUED | 2016-11-23
E201611231276 | 2016-11-23 | SURVEY |  | R | 6501 | 31 | 639 | GRAND VIEW AV |  |  | FILED | 2016-11-23
E201611101014 | 2016-11-10 | SURVEY PERMIT ONLY |  | R | 2404 | 31 | 2430 | 22ND AV |  |  | COMPLETE | 2016-11-22
E201611171179 | 2016-11-17 | DOWN-LIGHTS SWITCHES & OUTLETTS & SMOKE DETECTOR NECESSARY FOR THE ADDITIONAL BEDROOM; STORAGE AREA UTILITY ROOM STAIR & DECK INC. WP EXT. LIGHTS OUTLETS & SWITCHES. THESE ELECTRICAL MAIN PANEL WILL BECOME A J-BOX & BE MOVED INTO THE GARAGE. |  | R | 6660 | 38 | 25 | KINGSTON ST |  |  | ISSUED | 2016-11-17
E20161101813 | 2016-11-01 | SURVEY | CUPERTINO ELECTRIC INC. | C | 4044 | 52 | 2130 | 03RD ST |  |  | COMPLETE | 2016-11-21
E20161101811 | 2016-11-01 | SURVEY ONLY. | CUPERTINO ELECTRIC INC. | C | 3573 | 27 | 2180 | HARRISON ST |  |  | ISSUED | 2016-11-01
EW201611091774 | 2016-11-09 | 44 EXTERIOR LIGHTS - JVG 16-4-18150-00 | CUPERTINO ELECTRIC INC. | C | 3591 | 1 | 2270 | FOLSOM ST |  | 0 | ISSUED | 2016-11-09
EW201611091773 | 2016-11-09 | 26 LIGHTS; 4 SWITCHES; 10 RECEPTACLES; 5 FIRE ALARM DEVICES; MA -16-183394-00 | CUPERTINO ELECTRIC INC. | C | 3803 | 1 | 185 | BERRY ST |  | 6 | ISSUED | 2016-11-09
EW201611031627 | 2016-11-03 | 4TH FLOOR ELEVATOR LOBBY REMODEL. | DECKER ELECTRIC CO INC | C | 3749 | 62 | 303 | 02ND ST |  | 4 | ISSUED | 2016-11-03
EW201611221989 | 2016-11-22 | TENANT IMPROVEMENT TO INCLUDE NEW BRIDGE. SCOPE INCLUDES LIGHTING CONTROLS AND LIFE SAFETY. | DECKER ELECTRIC CO INC | C | 3508 | 39 | 875 | STEVENSON ST |  | 10 | ISSUED | 2016-11-22
EW201611011558 | 2016-11-01 | BASEMENT - INSTALL POWER FOR NEW HVAC EQUIPOMENT MISC. LIGHTING/RECEPTACLES AND GENERATOR (275K) | MCMILLAN BROS ELECTRIC | C | 236 | 17 | 100 | CALIFORNIA ST |  | 0 | ISSUED | 2016-11-01
EW201611282034 | 2016-11-28 | NEW SUB PANEL 200 AMP POWER TO HEAT PUMPS SAUNA KITCHEN OUTLETS GFI'S INSTALL LIGHTS ELEVATOR CONNECTIONS | SIERRA ELECTRIC CO | C | 405 | 4 | 500 | JEFFERSON ST |  | 0 | ISSUED | 2016-11-28
EW201611041661 | 2016-11-04 | RADIATION ROOM EQUIPMENT UPGRADE NOT OSHPD | BRAYER ELECTRIC COMPANY | C | 6575 | 5 | 1580 | VALENCIA ST |  | 4 | ISSUED | 2016-11-04
EW201611091744 | 2016-11-09 | TENANT IMPROVEMENT AND LIFE/SAFETY UPGRADE @ SALESFORCE - 50 FREMONT STREET 23RD FLOOR | PAGANINI ELECTRIC CORP(SEE SIGNATORIES) | C | 3709 | 19 | 50 | FREMONT ST |  | 23 | ISSUED | 2016-11-09
EW201611141859 | 2016-11-14 | ELEC & LIFE SAFETY BUILDOUT - EC1400 | C B F INC | C | 3721 | 87 | 100 | 01ST ST |  | 25 | ISSUED | 2016-11-14
EW201611091772 | 2016-11-09 | LIFE SAFETY FSD"S TIE-IN - ES3671 | C B F INC | C | 258 | 32 | 601 | CALIFORNIA ST | 0 | 18 | ISSUED | 2016-11-09
EW201611081717 | 2016-11-08 | ELEC & LIFE SAFETY T.I. - EC1441 | C B F INC | C | 3708 | 175 | 575 | MARKET ST |  | 2450 | ISSUED | 2016-11-08
EW201611101790 | 2016-11-10 | NEW 200 AMP OVERHEAD SERVICE UPGRADE. NEW UFER GROUND. NEW BONDING AS PER CODE. | IKE'S ELECTRIC | R | 4214 | 21 | 1221 | SAN BRUNO AV |  | 1 | ISSUED | 2016-11-10
EW201611101791 | 2016-11-10 | LIGHTING POWER LIFE SAFETY UPGRADE | YOUNG ELECTRIC CO | C | 3938 | 1 | 1400 | 16TH ST |  | 1 | ISSUED | 2016-11-10
EW201611211961 | 2016-11-21 | REWIRE RESTAURANT | BLUE LIGHT ELECTRIC | C | 835 | 1 | 1400 | MARKET ST |  | 1 | ISSUED | 2016-11-21
EW201611041654 | 2016-11-04 | INSTALL (540) CABLES ON THE 7TH FLOOR FOR WEWORKS - 63898 | METROPOLITAN ELECTRICAL CONSTRUCTION | C | 231 | 23 | 2 | EMBARCADERO CENTER * |  | 7 | ISSUED | 2016-11-04
EW201611011576 | 2016-11-01 | INSTALL (198) CABLES ON THE 10TH FLOOR FOR SALESFORCE - 63838 | METROPOLITAN ELECTRICAL CONSTRUCTION | C | 3709 | 006A | 50 | FREMONT ST |  | 10 | ISSUED | 2016-11-01
EW201611081716 | 2016-11-08 | REWIRE NEW KITCHEN CHANGE OUT | AARON ELECTRIC CO. | R | 1130 | 8 | 1900 | TURK ST | 0 | 1 | ISSUED | 2016-11-08
E201611231272 | 2016-11-23 | SURVEY ONLY | BRITANNIA CONSTRUCTION INC. | R | 6473 | 41 | 5731 | MISSION ST |  |  | COMPLETE | 2016-12-02
EW201611091750 | 2016-11-09 | UNIT # 202 KITCHEN AND BATH REMODEL GENERAL CONTRACTOR REPLACE KITCHEN CABINETS AND BATH SINK CABINET NEW PAINTING BUILDING INSPECTOR CAME OUT AND REQUEST ELECTRICAL AND PLUMBING INSPECTION | PADILLA'S ELECTRIC | R | 3608 | 32 | 65 | LIBERTY ST | 0 | 2 | ISSUED | 2016-11-09
E201611171150 | 2016-11-17 | REMODEL (E) BATHROOM. INSTALL 3 LIGHTS 2 SWITCHES 2 RECEPTACLES 1 FAN. | FAY TAT CONSTRUCTION CO | R | 7042B | 18 | 195 | ROME ST |  | 2/F | ISSUED | 2016-11-17
E20161107917 | 2016-11-07 | REWIRE HOUSE INSTALL 200A SERVICE UPGRADE 60 LIGHTS 60 SWITCHES 80 RECEPTACLES 5 FAN 1 DISHWASHER 1 GARBAGE DISPOSAL 1 MICROWAVE 1 RANGE 6 SMOKE DETECTORS. | JOHN BUCKLEY ELECTRIC | R | 6550 | 17 | 56 | CLIPPER ST |  |  | ISSUED | 2016-11-07
E20161108966 | 2016-11-08 | APT #202: KITCHEN & BATH REMODELING. ALL ROOMS. INSTALL 6 LIGHTS 4 SWITCHES 15 RECEPTACLES 2 FANS 1 DISHWASHER 1 GARBAGE DISPOSAL 1 MICROWAVE. | SURE INC. | R | 0436D | 21 | 3720 | FILLMORE ST |  | 2/F | ISSUED | 2016-11-08
E201611211224 | 2016-11-21 | REPLACE FIRE ALARM CONTROL PANEL & INITIATION DEVICES | COSCO FIRE PROTECTION INC | R | 5311 | 36 | 4705 | 03RD ST |  |  | ISSUED | 2016-11-21
E20161103869 | 2016-11-03 | INSTALLATION OF SMOKE DETECTORS WITNESS TEST. | FIRE & SECURITY & ALARM CO/ F.S.A.C. | C | 339 | 3 | 111 | TAYLOR ST |  |  | ISSUED | 2016-11-03
E201611181191 | 2016-11-18 | ADDING HORN / STROBE LIGHTS AND RELAYS FOR FIRE SMOKE DAMPERS TO THE EXISTING SYSTEM | FIRE & SECURITY & ALARM CO/ F.S.A.C. | C | 3970 | 4 | 1890 | BRYANT ST |  |  | ISSUED | 2016-11-18
E201611171166 | 2016-11-17 | UPGRADE SWITCH GEAR RETROFIT EXISTING SYSTEM RELOCATE SUB-PANELS REMOVE AND REPLACE LIGHTING ADD OUTLETS AT KITCHEN REMODEL MAIN OFFICE. | DAWSON ELECTRIC | R | 324 | 23 | 350 | ELLIS ST |  |  | ISSUED | 2016-11-17
EW201611011553 | 2016-11-01 | ROUGH ELECTRICAL AND LIGHT FIXTURES | ARTISTIC LIGHTING & ELECTRIC | R | 222 | 56 | 1150 | SACRAMENTO ST | 203 | 2 | ISSUED | 2016-11-01
EW201611021594 | 2016-11-02 | LIGHTING AND ELECTRICAL UPGRADE ON THE 27TH FLOOR | CAPITOL ELECTRIC CONST | C | 3718 | 26 | 201 | MISSION ST |  | 27 | ISSUED | 2016-11-02
E201611281296 | 2016-11-28 | UNIT 311 REWIRE ENTIRE UNIT REPLACE SERVICE FROM BASEMENT TO UNIT | ELPHICK ELECTRIC | R | 299 | 2 | 729 | JONES ST | 0 |  | ISSUED | 2016-11-28
EW201611111809 | 2016-11-11 | INSTALL 5 RECEPTACLES 1 SWITCH AND 1 LIGHT FIXTURE IN UTILITY ROOM | RORTECH ELECTRIC | R | 3502 | 37 | 25 | GUERRERO ST |  | 1 | ISSUED | 2016-11-11
EW201611282022 | 2016-11-28 | REPLACE KNOB AND TUBE WIRING AND OUTLETS. 14 LIGHT OUTLETS 16 SWITCH OUTLETS AND 18 RECEPTACLE OUTLETS. INSTALL DISTRIBUTION PANEL IN LAUNDRY ROOM WITH 8 CIRCUITS. INSTALL CIRCUIT AND CONNECTION TO FORCED AIR FURNACE. | KYLE MCEWEN ELECTRICAL | R | 1652 | 4 | 717 | 09TH AV |  | 2 | ISSUED | 2016-11-28
E20161107929 | 2016-11-07 | FINAL FOR WORK ALREADY COMPLETED UNDER EW20140325561. | K C CHOW ELECTRIC CO | R | 6556 | 15 | 4352 | 26TH ST |  |  | COMPLETE | 2016-11-07
E201611141055 | 2016-11-14 | 200A SERVICE UPGRADE | WESTSUN ELECTRIC COMPANY | R | 2611 | 31 | 64 | DIVISADERO ST |  |  | ISSUED | 2016-11-14
EW201611111808 | 2016-11-11 | NEW APARTMENT AND GARAGE REMODEL. | BOLT ELECTRIC | R | 3636 | 46 | 115B | BARTLETT ST |  | 1 | ISSUED | 2016-11-11
E201611281310 | 2016-11-28 | DEMO KNOB AND TUBE WIRING UPGRADE WIRING THROUGHOUT HOUSE; 20 LIGHTS 10 SWITCHES 10 RECEPTACLES 2 FANS 1 DISHWASHER 1 GARBAGE DISPOSAL 1 MICROWAVE 1 RANGE 3 SMOKE DETECTORS. | HOUSE CALLS | R | 1921 | 7 | 1627 | 22ND AV |  |  | ISSUED | 2016-11-28
EW201611011562 | 2016-11-01 | INSTALL NEW RECESSED CAN LIGHTS IN HALLWAYS | WELLS ELECTRICAL INC | R | 2479 | 18 | 2671 | 17TH AV |  | 1 | COMPLETE | 2016-11-22
EW201611031628 | 2016-11-03 | INSTALL WIRING FOR KITCHEN LIVING ROOM TWO BEDROOM | BROTHER COMPANY *** CHECK I.D. *** | R | 1684 | 004J | 810 | 42ND AV |  | 1 | ISSUED | 2016-11-03
E201611141063 | 2016-11-14 | CONDITIONAL USE ONLY: SHELL - TO MAKE MARKET READY: LIGHTS PLUGS SWITCHES. T24 UPGRADE. | M V ELECTRIC | C | 3516 | 4 | 224 | 11TH ST |  |  | ISSUED | 2016-11-14
E201611161133 | 2016-11-16 | FIRE ALARM NOTIFICATION ADDITIONAL DEVICES WITNESS TEST. | SECURITY ELECTRIC ENG CO | C | 176 | 16 | 150 | COLUMBUS AV |  | 1/F | ISSUED | 2016-11-16
EW201611071699 | 2016-11-07 | ROOFTOP SOLAR PV SYSTEM WITH 1 GRID INTERACTIVE INVERTER - 11 ROOF-MOUNTED SOLAR PV MODULES 300 WATTS PER MODULE 1 INTERACTIVE INVERTER TOTAL NO. OF RATING 3 KW. | OCCIDENTAL POWER | R | 2370 | 72 | 2346 | 42ND AV |  | 1 | COMPLETE | 2016-11-15
EW201611091777 | 2016-11-09 | *KITCHEN REMODEL: INSTALL (12) SWITCHES (30) LIGHTS AND (20) RECEPTACLES *INSTALL NEW CIRCUITS FOR KITCHEN APPLIANCES | E N ELECTRIC | R | 1749 | 18 | 1226 | 02ND AV |  | 2 | ISSUED | 2016-11-09
E201611221264 | 2016-11-22 | REWIRE: NEW PLUGS LIGHTS SWITCHES NEW CKTS. | J.W. ELECTRICAL & CONST. | R | 1269 | 114 | 215 | DOWNEY ST |  |  | ISSUED | 2016-11-22
EW201611221971 | 2016-11-22 | ADD AN OUTLET FOR A WINE REFRIGERATOR IN THE ISLAND CABINETRY | CANNING ELECTRIC INC | R | 3746 | 3 | 338 | MAIN ST |  | 33 | COMPLETE | 2016-11-28
EW201611161897 | 2016-11-16 | ROUGH ELECTRICAL INSPECTION | M I C ELECTRIC | C | 1271 | 024B | 930 | COLE ST |  | 1 | ISSUED | 2016-11-16
EW201611171933 | 2016-11-17 | ASF # 10614; 50 BEALE STREET 7TH FLOOR-DEMOLITION OF EXISTING TI RENOVATION OF RESTROOMS CONSTRUCTION OF (1) CONFERENCE ROOM WARM SHELL LIGHTING THROUGHOUT WITH LIGHTING CONTROLS AND LIFE SAFETY PER CODE THROUGHOUT. | ASF ELECTRIC INC | C | 3710 | 18 | 50 | BEALE ST |  | 7 | ISSUED | 2016-11-17
EW201611111818 | 2016-11-11 | 10594-T/I LIGHTS PLUGS SWITCHES LIFE SAFETY TO FOLLOW. | ASF ELECTRIC INC | C | 268 | 8 | 220 | MONTGOMERY ST |  | 1 | ISSUED | 2016-11-11
EW201611161895 | 2016-11-16 | LIFE SAFETY SYSTEM SCOPE OF WORK PREVIOUSLY BY SFFP PERMIT # EW201607019102 | ASF ELECTRIC INC | C | 336 | 31 | 430 | TURK ST |  | 1 | ISSUED | 2016-11-16
EW201611011582 | 2016-11-01 | TEMP POWER POLE INSTALLATION | MICHAEL MCCARTHY ELEC/ DBA:DMACS ELECTR | R | 3532 | 48 | 44 | WOODWARD ST |  | 1 | ISSUED | 2016-11-01
E201611221240 | 2016-11-22 | UNITS 1841/1843/1845/1847/1849/1851/1853/1855/1557/1859/1861/1863: EACH UNIT: REPLACE (E) LIGHTS PLUGS RELOCATE SUBPANEL. OK RA | BASS ELECTRIC | R | 1128 | 1 | 1851 | EDDY ST |  | BUILDING 14 | ISSUED | 2016-11-22
EW201611282038 | 2016-11-28 | MODULAR FURNITURE INSTALLATION | ADVANCED INSTALLATION SERVICES INC | C | 3708 | 56 | 525 | MARKET ST |  | 18 | ISSUED | 2016-11-28
E201611291355 | 2016-11-29 | INSTALL UFER GROUND | MARK ELECTRIC | R | 3598 | 47 | 20 | CUMBERLAND ST |  |  | COMPLETE | 2016-12-02
E20161104882 | 2016-11-04 | CELL SITE ADJACENT TO 1350 BUSH STREET: ADDITION OF METER ANTENNA AND ASSOCIATED LOW VOLTAGE TELECOM EQUIPMENT TO EXISTING LIGHT/PHONE POLE. | CBA SITE SERVICES INC. | C | 9999 | 999 | 999 | UNKNOWN * |  |  | COMPLETE | 2016-11-15
EW201611021616 | 2016-11-02 | RE LOCATE 2- MAIN METERS ( INSTALL 2- NEW METERS ) RE LOCATE 2- 100 AMPS ( FEDERAL PACIFIC ) AND INSTALL NEW PANELS RUN ROMEX TO THE 150 APMT TOP UNIT FOR KITCHEN GFI PLUGS AND 1- FOR THE REFRIGERATOR AND DISPOSAL DISHWASHER CIRCUIT RUN ROMEX TO THE 152 APMT MIDLE UNIT FOR KITCHEN GFIPLUGS 1- FOR THE REFRIGERATOR AND DISPOSAL DISHWASHER CIRCUIT RUN ROMEX TO THE STUDIO IN GARAGE TO INSTALL GFI PLUG 1- REGULAR PLUG | TORRES ELECTRIC | R | 1113 | 13 | 150 | ANZAVISTA AV |  | 1 | ISSUED | 2016-11-02
E20161104902 | 2016-11-04 | G/F: INSTALL NEW LIGHTS & RECEPTACLES. | C & C GENERAL ENGINEERING INC. | R | 3123 | 4 | 229 | GENNESSEE ST |  |  | ISSUED | 2016-11-04
E201611161122 | 2016-11-16 | RESIDENTIAL REMODEL: NEW BATHROOM NEW ELECTRICAL THROUGHTOUT NEW 100AMP SUBPANEL. NEW CKTS NEW LIGHTS PLUGS SWITCHES. | PODESTA CONSTRUCTION INC | R | 4035 | 7 | 342 | CONNECTICUT ST |  |  | ISSUED | 2016-11-16
EW201611141841 | 2016-11-14 | FIRE ALARM ADD-ON DUE TO TENANT IMPROVEMENT WITH LIFE SAFETY WITNESS TEST | SAN FRANCISCO FIRE PROTECTION | C | 260 | 6 | 332 | PINE ST | 0 | 3 | ISSUED | 2016-11-14
EW201611081731 | 2016-11-08 | KITCHEN BATHROOM HALF BATHROOM REMODELING. LAUNDRY CIRCUIT. NEW CIRCUIT AND OUTLETS FOR STORAGE ROOM. MAIN SERVICE UPGRADE 3 UNIT AND HOUSE METER. REPLACING EXISTING OUTLETS LIGHT SWITCHES LIGHT FIXTURES IN EVERY ROOM WITHOUT ADDING ANY NEW CIRCUIT | MAGNOLIA ELECTRIC ** CHECK NOTES** | R | 3530 | 25 | 263 | SOUTH VAN NESS AV |  | 1 | ISSUED | 2016-11-08
EW201611211956 | 2016-11-21 | REPLACE EXISTING ELECTRICAL SERVICE - 100A | EARTH STAR ELECTRIC | R | 5357 | 36 | 43 | POMONA ST |  | 0 | ISSUED | 2016-11-21
E201611141052 | 2016-11-14 | SOLAR: INSTALL 14 ROOF MOUNTED PV MODS 345W/MOD 4.83KW TOTAL RATING. PLAN 1048. | SUN FIRST SOLAR | R | 2617 | 4 | 37 | ASHBURY TR |  |  | ISSUED | 2016-11-14
EW201611031630 | 2016-11-03 | REWIRE SINGLE FAMILY HOME | J O'DRISCOLL ELECTRICAL | R | 653 | 30 | 37 | ORBEN PL |  | 1 | ISSUED | 2016-11-03
EW201611151887 | 2016-11-15 | CONNECT 3 MOTORIZED VALVES AND TWO DUCT DETECTORS. | CORISH ELECTRIC CORPORATION | C | 3970 | 4 | 1890 | BRYANT ST |  | 1 | ISSUED | 2016-11-15
E201611211237 | 2016-11-21 | SOLAR: 14 PV MODS 275 WATTS PER MOD 3.85 = DC KW SYSTEM | FIDELITY HOME ENERGY INC. | R | 2035A | 2 | 781 | NORIEGA ST |  |  | ISSUED | 2016-11-21
EW201611282023 | 2016-11-28 | INSTALLATION OF 10 SOLAR MODULES - 10 ROOF-MOUNTED SOLAR PV MODULES 275 WATTS PER MODULE 10 INTERACTIVE INVERTER TOTAL NO. OF RATING 2.75 KW. | FIDELITY HOME ENERGY INC. | R | 4788 | 23 | 1321 | REVERE AV |  | 1 | ISSUED | 2016-11-28
EW201611141847 | 2016-11-14 | INSTALL NEW ELECTRICAL PANEL. PROVIDE 2 KITCHEN CIRCUITS DISHWASHER CIRCUIT RANGE CIRCUIT WASHER AND DRYER CIRCUITS. SMOKE DETECTORS NEW PLUGS SWITCHES AND LIGHT FIXTURES. EXHAUST FAN FOR BATHROOM. | CASTELLINO ELECTRIC INC | R | 275 | 6 | 980 | BUSH ST |  | 400 | ISSUED | 2016-11-14
EW201611292046 | 2016-11-29 | CORRECTION FOR REPLACE MAIN SERVICE | M J ELECTRIC SERVICES | R | 6274 | 4 | 512 | LISBON ST |  | 0 | COMPLETE | 2016-12-02
EW201611011589 | 2016-11-01 | ELECTRICAL UPGRADE REMODEL | MC 2 ELECTRIC INC. | C | 817 | 23 | 344 | LINDEN ST |  | 0 | ISSUED | 2016-11-01
E20161104899 | 2016-11-04 | REMOVE ILLEGAL BATHROOM AND CONVERT TO POWDER ROOM. | TRAUBE CONSTRUCTION COMPANY | R | 1532 | 29 | 426 | FUNSTON AV |  |  | ISSUED | 2016-11-04
E201611101006 | 2016-11-10 | SOLAR: INSTALL 17 ROOF MOUNTED PV MODS 327W/MOD 5.559KW TOTAL RATING. PLAN 1088- KW FEES PAID ON E20161028721. | LUMINALT ENERGY CORPORATION | R | 7529 | 32 | 201 | GOLD MINE DR |  |  | COMPLETE | 2016-12-09
E201611101017 | 2016-11-10 | BATHROOM REMODEL. 3 PLUGS 5 SWITCHES 5 CAM LIGHTS 1-20AMP CIRCUIT | RYAN AND RYAN CONSTRUCTION INC | R | 3031A | 001A | 100 | MELROSE AV |  |  | ISSUED | 2016-11-10
E20161102818 | 2016-11-02 | 200A SERVICE UPGRADE | SERGE ELECTRIC | R | 157 | 10 | 1126 | PACIFIC AV |  |  | ISSUED | 2016-11-02
E201611141042 | 2016-11-14 | INSTALL ELECTRICAL FOR RESIDENTIAL ELEVATOR. | MCKINLEY ELEVATOR CORP | R | 919 | 001D | 3633 | DIVISADERO ST |  |  | ISSUED | 2016-11-14
EW201611111830 | 2016-11-11 | INSTALL (9) ROOF MOUNTED SOLAR PANELS. (2.835 KW) - 9 ROOF-MOUNTED SOLAR PV MODULES 315 WATTS PER MODULE 1 INTERACTIVE INVERTER TOTAL NO. OF RATING 3 KW. | SOLARCITY CORPORATION | R | 4210 | 026A | 1145 | YORK ST |  | 2 | ISSUED | 2016-11-11
E201611151102 | 2016-11-15 | UFER GROUND | JJ O'SULLIVAN ELECTRIC | R | 2918 | 17 | 135 | BALCETA AV |  |  | ISSUED | 2016-11-15
EW201611101798 | 2016-11-10 | WIRE GARAGE AND UPGRADE SERVICE | JJ O'SULLIVAN ELECTRIC | R | 1354 | 4 | 352 | LAKE ST |  | 1 | ISSUED | 2016-11-10
EW201611221976 | 2016-11-22 | ELECTRICAL WORK DONE IN CONJUNCTION WITH GENERAL BUILDING PERMIT APPLICATION NUMBER 201408194190. SCOPE OF ELECTRICAL WORK INCLUDES NEW 200A OVERHEAD SERVICE ALL NEW ELECTRICAL AS PART OF COMPLETE RENOVATION. | KLM UTILITIES | R | 6549 | 024A | 1235 | SANCHEZ ST |  | 1 | ISSUED | 2016-11-22
E20161104909 | 2016-11-04 | UNIT 2 34 AND 35. COMPLY WITH NOV #201644841. REPAIR/REPLACE LIGHT FIXTURES AND OUTLETS. 6 LTS 10 SWITCHES 20 RECEPTS | MZ CONSTRUCTION COMPANY | R | 148 | 31 | 1449 | POWELL ST |  |  | ISSUED | 2016-11-04
E201611161135 | 2016-11-16 | ELECTRICAL WIRING UPGRADE THROUGHOUT NEW LIGHTS PLUGS SWITCHES. NEW MAIN PANEL UPGRADE 150AMP. | E - 5 CONSTRUCTION INC | R | 2395 | 7 | 2441 | 30TH AV |  |  | ISSUED | 2016-11-16
EW201611071696 | 2016-11-07 | INSTALLATION OF (32) WORKSTATIONS | ALL MODULAR SYSTEMS INC. | C | 231 | 23 | 2 | EMBARCADERO CENTER * |  | 23 | COMPLETE | 2016-11-08
E20161108969 | 2016-11-08 | NEW ELECTRICAL FOR NEW UNIT & NEW ADDITION 20 LTS 10 SWITCHES 20 RECEPTS 1 GAR DISP 1 MICRO 4 SMOKE DETECTS 3 FANS 1 DISHWASHERS | ALEX CONSTRUCTION & ELECTRIC INC | R | 1521 | 5 | 439 | 23RD AV |  |  | ISSUED | 2016-11-08
E20161108968 | 2016-11-08 | NEW ELECTRICAL WIRING FOR ENTIRE UNIT 20 LTS 20 SWITCHES 40 RECEPTS 1 GAR DISP 1 MICRO 4 SMOKE DETECTS 5 FANS | ALEX CONSTRUCTION & ELECTRIC INC | R | 847 | 30 | 763 | PAGE ST |  |  | ISSUED | 2016-11-08
EW201611292045 | 2016-11-29 | INSTALL ONE SET THREE MATER 300AMP ( EACH ONE 100AMP) UNDER GROUND SERVICE AND INSTALL ONE 3'' PIPE CONNECT TO PG&E PULL BOX. | JAMES' ELECTRIC COMPANY | R | 846 | 17 | 770 | HAIGHT ST |  | 1 | ISSUED | 2016-11-29
E201611171148 | 2016-11-17 | REMODEL KITCHEN & BATHOOM ADD EXHAUST FAN IN BATHROOM ADD NEW SUB PANEL (60 AMP) INSTALL 6 FEEDERS 7 CIRCUITS 10 LIGHTS 6 SWITCHES 6 RECEPTACLES 1 FAN 1 DISHWASHER 1 GARBAGE DISPOSAL 1 MICROWAVE 1 RANGE (40AMP) 2 SMOKE DETECTORS. | PAUL MCGRATH GENERALCONTRACTOR | R | 6637 | 36 | 121 | DAY ST |  | 3/F | ISSUED | 2016-11-17
E201611141056 | 2016-11-14 | INSTALL (1) 200A METER POLE AND (1) 100A SUB PANEL FOR TEMP POWER. | S R BRAY LLC/DBA: POWER PLUS | C | 3179 | 11 | 51 | HAVELOCK ST |  |  | ISSUED | 2016-11-14
E201611181203 | 2016-11-18 | SOLAR: INSTALL 33 ROOF MOUNTED PV MODS 320W/MOD 10.56KW TOTAL RATING. PLAN 1093. THIS IS AN UPGRADE FOR REVISED 10> KW PLANS FEES FOR 10< KW SOLAR PERMIT PAID FOR ON PERMIT E20161004204 PLAN 998. | SWANROCK INC. DBA: SKYTECH SOLAR | R | 3614 | 49 | 725 | SHOTWELL ST |  |  | COMPLETE | 2016-12-09
E201611211223 | 2016-11-21 | 1ST AND 2ND FLOORS: 1 LIGHT 3 SWITCHES 10 RECEPTACLES; LEGALIZED 2ND FLOOR KITCHEN DOWNSTAIRS BATHROOM AND UPSAIRS BATHROOM WORK UNDER CODE ENFORCEMENT CASE # 201536381; BLDG. AP # 201611031893 AND 201504204011 | APC CONSTRUCTION | R | 1705 | 9 | 1247 | 45TH AV |  | 1ST AND 2ND FLOOR | ISSUED | 2016-11-21
E201611161116 | 2016-11-16 | REPLACE EXISTING HEATED FLOOR SYSTEM WITH SAME IN HALL BATHROOM. | RE-BATH BY SCHICKER | R | 1372 | 29 | 166 | FUNSTON AV |  | 3/F | ISSUED | 2016-11-16
E201611101018 | 2016-11-10 | INSTALL NEW 150AMP SERVICE INCLUDING RISER METER/MAIN ANEL BONDING & GROUNDING REPLACE EXISITING FEDERAL PACIFIC SU PANEL WITH NEW CUTLER HAMMER PANEL. | KELLAS ELECTRIC | R | 1867 | 11 | 1571 | 21ST AV |  |  | COMPLETE | 2016-11-21
EW201611081708 | 2016-11-08 | INSTALL (150) DATA CABLES | MCMILLAN DATA COMMUNICATIONS | C | 292 | 2 | 1 | MONTGOMERY ST |  | 21 | ISSUED | 2016-11-08
E201611221257 | 2016-11-22 | CORRECT 3R REPORT CC-8119 | POLR ELECTRIC | R | 4095 | 57 | 861A | RHODE ISLAND ST |  |  | COMPLETE | 2016-12-06
E201611101013 | 2016-11-10 | 200A SERVICE UPGRADE REF E201611101013. | BAY AREA BUILDERS | R | 6034 | 11 | 600 | CAMBRIDGE ST |  |  | COMPLETE | 2016-12-05
E201611141041 | 2016-11-14 | REMODELING 4 BEDROOMS 3 BATHROOMS LIVING ROOM DINING ROOM KITCHEN FAMILY ROOM & GARAGE NEW LIGHTS PLUGS SWITCHES. | GREEN CITY CONSTRUCTION INC | R | 1506 | 18 | 583 | 38TH AV |  |  | ISSUED | 2016-11-14
EW201611021610 | 2016-11-02 | REPLACE ELECTRICAL 100AMP SUB-PANEL AT UNIT B202 | GREEN TECH ELECTRIC SOLUTIONS | C | 1737 | 9 | 1201 | FUNSTON AV | 0 | 202 | ISSUED | 2016-11-02
EW201611021609 | 2016-11-02 | REPLACE ELECTRICAL 100AMP SUB-PANEL AT UNIT B109 | GREEN TECH ELECTRIC SOLUTIONS | C | 1737 | 9 | 1201 | FUNSTON AV | 0 | 109 | ISSUED | 2016-11-02
EW201611252014 | 2016-11-25 | REPLACE ELECTRICAL 100A SUBPANEL AT UNIT C101 | GREEN TECH ELECTRIC SOLUTIONS | C | 1737 | 14 | 1221 | FUNSTON AV | 0 | 101 | ISSUED | 2016-11-25
EW201611252013 | 2016-11-25 | REPLACE ELECTRICAL 100A SUBPANEL AT UNIT B308 | GREEN TECH ELECTRIC SOLUTIONS | C | 1737 | 9 | 1201 | FUNSTON AV | 0 | 308 | ISSUED | 2016-11-25
E20161102821 | 2016-11-02 | UNION SQUARE PARKING GARAGE: RAMPS ON 4 LEVELS: ADD 54 ELECTRICAL LIGHTS CONDUITS WIRE NEW CONNECTION TO EXISTING WIRING. DUCT BANK FOR ELEVATOR FEEDS. REFERENCE TO BUILDING APP #2012-05-10-0184. | FISK ELECTRIC COMPANY | C | 308 | 1 | 333 | POST ST |  |  | ISSUED | 2016-11-02
EW201611111827 | 2016-11-11 | PARTIAL REMODEL TO LIVING ROOM DINING ROOM FAMILY ROOM BEDROOM NEW KITCHEN LIGHTS AND HOOD FAN REMODELED BATHROOM AND NEW SUB PANEL. | KEVIN WHITE ELECTRIC INC | R | 6545 | 019D | 935 | DOUGLASS ST |  | 0 | ISSUED | 2016-11-11
EW201611031643 | 2016-11-03 | 100 AMP MAIN SERVICE PANEL REPLACEMENT LIKE FOR LIKE. | ALECO ELECTRIC | R | 2136 | 5 | 720 | QUINTARA ST |  | 1 | COMPLETE | 2016-11-23
EW201611221978 | 2016-11-22 | GARAGE LIGHTING AND BATH REMODEL SUB PANEL | URBAN ENERGY | R | 1029 | 15 | 2866 | PINE ST |  | 1 | ISSUED | 2016-11-22
E201611281324 | 2016-11-28 | ALL NEW ELECTRICAL FOR COMMERCIAL AREA. | YING'S ELECTRICIAN CORPORATION | C | 5457 | 37 | 98 | WOOLSEY ST |  |  | COMPLETE | 2016-11-28
E201611101003 | 2016-11-10 | 2340 POLK STREET: UTILITY POLE SERVICE . INSTALL 15AMP 120/240V METER AND MAKE CONNECTIONS. | PHASE 3 COMMUNICATIONS INC | C | 9999 | 999 | 999 | UNKNOWN * |  |  | ISSUED | 2016-11-15
E201611221245 | 2016-11-22 | UPGRADE WIRING THROUGHOUT HOUSE 35 LIGHTS 6 SWITCHES 25 RECEPTACLES 2 FANS 2 SMOKE DETECTORS 125A SUBPANEL. | DUGARRY CONSTRUCTION INC | R | 2781 | 5 | 574 | DELLBROOK AV |  |  | ISSUED | 2016-11-22
EW201611171926 | 2016-11-17 | INSTALL NEW LED RECESSED CAN LIGHTS THROUGHOUT AND BATHROOM REMODEL. INSTALL NEW SMOKE DETECTOR IN BEDROOM AND HALLWAY. | A & S ELECTRIC LLC | R | 1227 | 60 | 2049 | OAK ST | 1 | 2 | ISSUED | 2016-11-17
E20161102845 | 2016-11-02 | RENEWAL OF PEMIT EW20140113761. | HAMTA PARTNERS INC | R | 5524 | 41 | 3325 | FOLSOM ST |  |  | COMPLETE | 2016-12-01
E20161101800 | 2016-11-01 | PHASE 2 OF 3. ELECTRICAL WORK IN EACH UNIT OF BUILDING. PHASE 2 INCLUDES 12 UNITS. KITCHEN AND BATHROOM REMODEL. REPLACE 60 AMP SUBPANEL IN EACH UNIT. **CHIEF ELECTRICAL INSPECTOR IS PERMITING 2 YEARS FOR ELECTRICAL ASPECT OF WORK TO BE COMPLETED. PERMIT VALID FOR 2 YEARS** | Y & C ELECTRICAL.COM | C | 754 | 28 | 1575 | TURK ST |  |  | ISSUED | 2016-11-01
E201611281315 | 2016-11-28 | APT 7: ADD SUBPANEL NEW WIRING THROUGHOUT UNIT 100A SUBPASNEL 10 CKTS NEW LIGHTS PLUGS SWITCHES. | ALL STAR TEAM CONSTRUCTION | R | 998 | 1 | 3201 | WASHINGTON ST | 0 |  | ISSUED | 2016-11-28
E20161108967 | 2016-11-08 | REMODEL BATHROOM AND KITCHEN 11 LIGHTS 6 SWITCHES 10 RECEPTACLES 1 FAN 1 DISHWASHER 1 GARBAGE DISPOSAL 1 MICROWAVE 1 RANGE 1 SMOKE DETECTORS. | BASSAD INC./DBA: EVERLAST CONSTRUCTION | R | 2654 | 35 | 4495 | 17TH ST |  |  | ISSUED | 2016-11-08
E201611141049 | 2016-11-14 | REWIRE HOUSE 200A SERVICE UPGRADE 16 LIGHTS 20 SWITCHES 20 RECEPTACLES 3 FAN 1 DISHWASHER 1 GARBAGE DISPOSAL 1 MICROWAVE 1 RANGE 5 SMOKE DETECTORS. | RELIABLE CONSTRUCTION INC | R | 3730 | 118 | 1117 | HOWARD ST |  |  | ISSUED | 2016-11-14
EW201611292069 | 2016-11-29 | REWIRE SMALL 600SQ FT ONE BEDROOM UNIT IN 12 UNIT APT BUILDING. INSTALL NEW 12 CIRCUIT 60A SUBPANEL. PREVIOUS WIRING NOB & TUBE. PROVIDE AIC BREAKERS FOR BEDROOMS BATHROOMS HALLWAY. GFCI RECEPTACLES IN KITCHEN AND BATHROOM. | KOMAC ELECTRIC INC | R | 253 | 12 | 1060 | PINE ST |  | 7 | ISSUED | 2016-11-29
E201611291333 | 2016-11-29 | 2ND FLOOR UNIT #200: NEW 2X2 LIGHTS AND OUTLETS IN NEW OFFICES.
BUILDRITE CONSTRUCTION CORP | C | 2023 | 21 | 1900 | NORIEGA ST |  |  | ISSUED | 2016-11-29
EW201611232010 | 2016-11-23 | UPGRADE SERVICE TO 125 AMP | K F L ELECTRIC | R | 2919 | 49 | 31 | WAWONA ST |  | 1 | COMPLETE | 2016-11-30
E201611141046 | 2016-11-14 | 400AMP SERVICE UPGRADE 1 LIGHT 1 SWITCH 1 GFI. | SFC ELECTRIC CO | R | 4207 | 22 | 1163 | ALABAMA ST |  |  | ISSUED | 2016-11-14
E20161107919 | 2016-11-07 | CONTRACTOR CHANGE FOR PERMIT E201608309368- EID INSPECTOR CANCELED GC'S EXISTING PERMIT GC NOW HAS ONLY 2 OF 3 TRADES; REWIRE KITCHEN AND BATHROOM RELOCATE SUB-PANEL ADD WASHER AND DRYER; 9 LIGHTS 7 SWITCHES 15 RECEPTACLES 1 FANS 1 DISHWASHER 1 GARBGE DISPOSAL 2 SMOKE DETECTORS. | URIAS ELECTRIC | R | 145 | 5 | 1127 | KEARNY ST |  | UNIT 4 | ISSUED | 2016-11-07
E201611291354 | 2016-11-29 | SOLAR: INSTALL13 ROOF MOUNTED PV MODS 285W/MOD 3.705. KW TOTAL RATING. | SKYWAY ELECTRIC | R | 7029 | 001B | 65 | RESTANI WY |  |  | ISSUED | 2016-11-29
E201611141068 | 2016-11-14 | MASTER BEDROOM ADDITION BATHROOM (E) KITCHEN 200AMP SERVICE PANEL NEW LIGHTS PLUGS SWITCHES. | BARAHONA BROTHERS CONSTRUCTION INC. | R | 2998 | 39 | 207 | BELLA VISTA WY |  |  | ISSUED | 2016-11-14
EW201611131839 | 2016-11-13 | INSTALL UFER GROUND AND REWIRE HOUSE INSTALL 55 RECEPTACLE 50 LIGHTS BATHROOM FAN SMOKE DETECTOR. | BLUE WOOD CONSTRUCTION INC | R | 6612 | 49 | 2147 | CASTRO ST | 0 | 1 | ISSUED | 2016-11-13
E20161107951 | 2016-11-07 | SITE UM 10 STREETLIGHT ADJACENT TO 415 STOCKTON. INSTALLATION OF 3RD PARTY COMMUNICATION EQUIPMENT ON PG&E POLE. INSTALLED EQUIPMENT: ELECTRICAL METER DISCONNECT BOX RADIOS ANTENNA | PINNACLE POWER SERVICES INC | R | 9999 | 999 | 999 | UNKNOWN * |  |  | ISSUED | 2016-11-07
E20161107938 | 2016-11-07 | SITE UM 127 STREETLIGHT POLE ADJACENT TO 1140 CHESTNUT ST. INSTALLATION OF 3RD PARTY COMMUNICATION EQUIPMENT ON PG&E POLE. INSTALLED EQUIPMENT: ELECTRICAL METER DISCONNECT BOX RADIOS ANTENNA | PINNACLE POWER SERVICES INC | R | 9999 | 999 | 999 | UNKNOWN * |  |  | ISSUED | 2016-11-07
E20161107935 | 2016-11-07 | SITE UM 134 STREET LIGHT POLE ADJACENT TO 2741 LARKIN ST. INSTALLATION OF 3RD PARTY COMMUNICATION EQUIPMENT ON PG&E POLE. INSTALLED EQUIPMENT: ELECTRICAL METER DISCONNECT BOX RADIOS ANTENNA | PINNACLE POWER SERVICES INC | R | 9999 | 999 | 999 | UNKNOWN * |  |  | COMPLETE | 2016-11-28
E20161107932 | 2016-11-07 | SITE UM 111 STREET LIGHT POLE ADJACENT TO 572 VALLEJO ST. INSTALLATION OF 3RD PARTY COMMUNICATION EQUIPMENT ON PG&E POLE. INSTALLED EQUIPMENT: ELECTRICAL METER DISCONNECT BOX RADIOS ANTENNA | PINNACLE POWER SERVICES INC | R | 9999 | 999 | 999 | UNKNOWN * |  |  | COMPLETE | 2016-11-28
E201611141053 | 2016-11-14 | LIVING AREA KITCHEN/BATH REMODEL. INSTALL 25 LIGHTS 15 SWITCHES 12 RECEPTACLES 3 FANS 2 DISHWASHERS 2 GARBAGE DISPOSALS 2 MICROWAVES 2 RANGES 8 SMOKE DETECTORS. | EL DORADO ELECTRIC | R | 4210 | 24 | 1161 | YORK ST |  | 1/F 2/F 3/F | ISSUED | 2016-11-14
E201611171162 | 2016-11-17 | APT 14: UPGRADE UNIT ELETCRICAL. RELOCATE (E) KITCHEN. CONVERT (E) KITCHEN TO BEDROOM REMODEL (E) BATHROOM. NEW LIGHTS PLUGS SWITCHES ADD NEW SUBPANEL. | BOSS CONSTRUCTION INC. | R | 1200 | 013B | 430 | BAKER ST |  |  | ISSUED | 2016-11-17
E20161104910 | 2016-11-04 | 600AMP SERVIE UPGRADE. | DELVIN GARCIA CONSTRUCTION | R | 3610 | 24 | 2465 | MISSION ST |  |  | ISSUED | 2016-11-04
E201611151106 | 2016-11-15 | UPGRADE WIRING ON GROUND FLOOR 10 LIGHTS 10 SWITCHES 20 RECEPTACLES 1 FAN 1 DISHWASHER. | ZHONG ART CONSTRUCTION INC | R | 6050 | 24 | 531 | BRUSSELS ST |  |  | ISSUED | 2016-11-15
E201611291356 | 2016-11-29 | BATHROOM REMODEL AT 2ND FLOOR ADD ONE NEW BATH AT 2ND FLOOR. INSTALL 4 LIGHTS 2 SWITCHES 2 RECEPTACLES 2 FANS. | LEADER CONSTRUCTION INC | R | 1109 | 011D | 252 | EWING TR |  | 2/F | ISSUED | 2016-11-29
E201611141077 | 2016-11-14 | KITCHEN AREA 3 LIGHTS 3 SWITCHES 2 RECEPTACLES 1 DISHWASHER 1 GARBAGE DISPOSAL 1 RANGE | MARVEL CONSTRUCTION COMPANY INC | R | 4731 | 009B | 1370 | PALOU AV |  |  | COMPLETE | 2016-11-14
E20161103865 | 2016-11-03 | REWIRE ELECTRICAL FOR ENTIRE HOUSE | BASELINE CONSTRUCTION | R | 2067 | 002F | 1819 | 30TH AV |  |  | ISSUED | 2016-11-03
E201611291334 | 2016-11-29 | APT 6: REWIRE UNIT: ADD SUBPANEL 4 LIGHTS 5 SWITCHES 15 RECEPTACLES 1 FAN 1 DISHWASHER 1 MICROWAVE 1 RANGE 2 SMOKE DETECTORS. | J P F CONSTRUCTION | R | 2776 | 15 | 285 | GRAND VIEW AV |  |  | ISSUED | 2016-11-29
E20161101812 | 2016-11-01 | SURVEY ONLY. | CUPERTINO ELECTRIC INC. | C | 3591 | 1 | 2270 | FOLSOM ST |  |  | ISSUED | 2016-11-01
EW201611011577 | 2016-11-01 | 10 RECEPTACLES 10 CIRCUITS AND 2 FA DEVICES 16-4-17937-00 | CUPERTINO ELECTRIC INC. | C | 232 | 16 | 3 | EMBARCADERO CENTER * |  | 19 | ISSUED | 2016-11-01
EW201611071692 | 2016-11-07 | 404 RECEPTACLES; 210 CIRCUITS; 3 PANELS/SWITCHBOARDS; 3 FEEDERS; TEMP POWER - EA 16-7-17805-00 | CUPERTINO ELECTRIC INC. | C | 3723 | 1 | 135 | 04TH ST |  | 3 | ISSUED | 2016-11-07
EW201611011559 | 2016-11-01 | INSTALL POWER FOR NEW HVAC EQUIPOMENT MISC. LIGHTING/RECEPTACLES AND GENERATOR (275K) | MCMILLAN BROS ELECTRIC | C | 236 | 17 | 100 | CALIFORNIA ST |  | 14 | ISSUED | 2016-11-01
EW201611111820 | 2016-11-11 | IRHYTHM - TI | MCMILLAN BROS ELECTRIC | C | 3783 | 9 | 650 | TOWNSEND ST |  | 5 | ISSUED | 2016-11-11
EW201611111814 | 2016-11-11 | NRG - RELOCATE DUPLEX INSTALL (2) L6-30R | MCMILLAN BROS ELECTRIC | C | 236 | 17 | 100 | CALIFORNIA ST |  | 4 | ISSUED | 2016-11-11
EW201611171915 | 2016-11-17 | UPDATE AND REPLACE FIXTURES OUTLETS ADN | BRAYER ELECTRIC COMPANY | R | 667 | 14 | 1557 | PINE ST |  | 1 | ISSUED | 2016-11-17
E201611151094 | 2016-11-15 | INSTALL ONE PLUG IN EACH NEW 4 PHONE ROOMS NEWLY CONSTRUCTED 6'X6' IN SZIE. RELOCATE 4 EXISTING OVERHEAD LIGHTS TO CENTER IN EACH ROOM. | RATHMINES DEVELOPMENT | C | 3775 | 173 | 181 | SOUTH PARK * | 2 | 2/F | ISSUED | 2016-11-15
EW201611091738 | 2016-11-09 | PARTIAL FLOOR TENANT REMODEL @ SALESFORCE - 50 FREMONT STREET 8TH FLOOR | PAGANINI ELECTRIC CORP(SEE SIGNATORIES) | C | 3709 | 19 | 50 | FREMONT ST |  | 8 | ISSUED | 2016-11-09
EW201611091737 | 2016-11-09 | PARTIAL FLOOR TENANT IMPROVEMENT @ SALESFORCE - 50 FREMONT STREET 7TH FLOOR | PAGANINI ELECTRIC CORP(SEE SIGNATORIES) | C | 3709 | 19 | 50 | FREMONT ST |  | 7 | ISSUED | 2016-11-09
EW201611181948 | 2016-11-18 | WITNESS TEST (FINAL LIFE SAFETY / TCO) @ GENERAL CATALYST - 2 SOUTH PARK FOR TUESDAY 11/22 @ 10:00 AM. SEE PERMIT #EW201609090445. | PAGANINI ELECTRIC CORP(SEE SIGNATORIES) | C | 3775 | 5 | 2 | SOUTH PARK * |  | 1 | ISSUED | 2016-11-18
EW201611171929 | 2016-11-17 | HSBC OFFICE RENOVATION INCLUDING POWER AND SECURITY DEVICE ROUGH-IN @ 601 MONTGOMERY STREET 12TH FLOOR | PAGANINI ELECTRIC CORP(SEE SIGNATORIES) | C | 208 | 26 | 601 | MONTGOMERY ST |  | 12 | ISSUED | 2016-11-17
E201611151082 | 2016-11-15 | REPLACE 20 (E) INCONDESCENT RECESSED LIGHTS WITH LED LIGHTS. | DELTA ELECTRIC | R | 4073 | 33 | 776 | RHODE ISLAND ST | 201 |  | ISSUED | 2016-11-15
EW201611021593 | 2016-11-02 | UPGRADE AND BUILD OUT BUILDING C3 ON THE 3RD FLOOR. EC1454 | C B F INC | C | 3803 | 5 | 185 | BERRY ST |  | 3 | ISSUED | 2016-11-02
EW201611011555 | 2016-11-01 | LIFE SAFETY TEST/FINAL MONDAY NOV 11 2016 STARTING @ 11;0AM EW201608230137 & EW201609120472 EC1241 & EC1294 | C B F INC | C | 3507 | 9 | 1400 | MISSION ST |  | 1 | COMPLETE | 2016-11-07
EW201611091764 | 2016-11-09 | NEW SUB-PANEL AND HVAC SYSTEM POWER SUPPLY - ES3590 | C B F INC | C | 3787 | 8 | 660 | 03RD ST |  | 3 | COMPLETE | 2016-12-06
EW201611282032 | 2016-11-28 | EC1481. ELECTRICAL BUILD-OUT OF SUITE 930 | C B F INC | C | 3717 | 1 | 101 | MISSION ST |  | 930 | ISSUED | 2016-11-28
EW201611292064 | 2016-11-29 | UFFER GROUND INSTALLATION | BLUE LIGHT ELECTRIC | R | 4761 | 13 | 1386 | REVERE AV |  | 1 | COMPLETE | 2016-11-30
EW201611151868 | 2016-11-15 | INSTALL ALL NEW ELECTRICAL WIRE IN HOUSE 200AMP SERVICE | K W ELECTRICAL CO | R | 6501 | 8 | 48 | FOUNTAIN ST |  | 2 | ISSUED | 2016-11-15
EW201611282043 | 2016-11-28 | INSTALL 4 BEDROOM DINING ROOM LIVING ROOM 4 BATHROOM 1 KITCHEN LIGHTING AND PLUG 1 SUB PANEL 6 SMOKE DETECTOR . 1 300AMP NEW SERVICE 5 METER 5 SUB PANEL INSTALL 300 AMP METER IN EACH UNIT 4 100AMP PANEL 1 HOUSE 40AMP PANEL. | TAI LAM MAK | R | 6521 | 25 | 50 | LUCKY ST |  | 1 | ISSUED | 2016-11-28
E201611141039 | 2016-11-14 | REWIRE ENTIRE HOUSE INCLUDING KITCHEN REMODEL. NEW LIGHTS PLUGS SWITCHES. | BRITANNIA CONSTRUCTION INC. | R | 1646 | 27 | 726 | 04TH AV |  |  | ISSUED | 2016-11-14
E201611101019 | 2016-11-10 | REMODEL KITCHEN AND TWO BATHROOMS AT 2ND FLOOR. REWIRE WHOLE HOUSE AND ADD SUBPANEL. | LEI'S CONSTRUCTION CO | R | 4159 | 52 | 1095 | RHODE ISLAND ST |  |  | ISSUED | 2016-11-10
EW201611161902 | 2016-11-16 | WITNESS TESS FOR RELOCATING FA DEVICES | B B J ELECTRIC INC | C | 3723 | 1 | 135 | 04TH ST |  | 1 | ISSUED | 2016-11-16
EW201611211965 | 2016-11-21 | NEW 4 METER SOCKET/MAIN DISCONNECT | MARK W SCHULKAMP ELECTRIC | R | 1558 | 26 | 574 | 16TH AV | 0 | 1 | ISSUED | 2016-11-21
EW201611101788 | 2016-11-10 | JOB# 02-142987 77 BEALE STREET 3RD FLOOR SF CA. 100 CABLES PERSON OF CONTACT IS LUIS VALENCIA. 415-740-3976. | W. BRADLEY ELECTRIC | C | 3711 | 13 | 77 | BEALE ST |  | 3 | ISSUED | 2016-11-10
EW201611031635 | 2016-11-03 | TELECOMMUNICATION SERVICES - (18) WORK STATION (1) CABLE EACH - AT 101 CALIFORNIA FOR 160650. | CAPITOL ELECTRIC CONST | C | 263 | 11 | 101 | CALIFORNIA ST |  | 30 | ISSUED | 2016-11-03
EW201611161911 | 2016-11-16 | ELECTRICAL WORK - CORRIDORS ON THE 27TH FLOOR | CAPITOL ELECTRIC CONST | C | 3718 | 26 | 201 | MISSION ST |  | 27 | ISSUED | 2016-11-16
E20161109982 | 2016-11-09 | MAKE CORRECTIONS PER COMPLAINT #201644002. | GRGICH ELECTRIC CO | R | 1719 | 002K | 1266 | 32ND AV |  |  | ISSUED | 2016-11-09
E201611211234 | 2016-11-21 | CHANGE THE LIGHTS TO LED'S REPLACING SWITCHES AND OUTLES THROUGHOUT 1ST FLOOR UNIT | TAK TAM ELECTRIC CO | R | 1385 | 19 | 6350 | CALIFORNIA ST |  |  | COMPLETE | 2016-12-02
EW201611021599 | 2016-11-02 | INSTALL NEW WIRING IN NEW HANDICAP BATHROOM. INSTALL CIRCUIT FOR AUTOMATIC DOOR INSTALL TWO GENERAL OUTLET CIRCUITS AND FLORESCENT CEILING LIGHTS | J L ELECTRIC | R | 147 | 008A | 728 | BROADWAY * |  | 0 | ISSUED | 2016-11-02
E201611151080 | 2016-11-15 | BATHROOM REMODEL 3 LIGHTS 4 SWITCHES 2 RECEPTACLES 1 FAN. | BROOKLINE-BELISLE ELECT | R | 4096 | 17 | 814 | CAROLINA ST |  |  | COMPLETE | 2016-11-15
E201611231281 | 2016-11-23 | 1ST AND 2ND FLOORS 24 THERMOSTAT INSTALLATIONS | SUNRISE CONTROLS | C | 3785 | 004B | 444V | TOWNSEND ST | 0 |  | ISSUED | 2016-11-23
EW201611252016 | 2016-11-25 | 200AMP TEMPORARY POWER | K C CHOW ELECTRIC CO | R | 1084 | 001B | 1 | STANYAN ST |  | 1 | ISSUED | 2016-11-25
EW201611021606 | 2016-11-02 | WIRING OF COUPLE PLUGS AND SWITCHES RECESSED LIGHTS LED TAPE LIGHTS AND SUB PANEL IN BASEMENT. | KING ELECTRIC | R | 561 | 40 | 2524 | BROADWAY * |  | 1 | ISSUED | 2016-11-02
EW201611041670 | 2016-11-04 | 166 WORKSTATION FOR MODULAR PARTITIONS ONLY. | SERVICE WEST INC | C | 3912 | 2 | 99 | RHODE ISLAND ST |  | 0 | ISSUED | 2016-11-04
EW201611071701 | 2016-11-07 | 6 WORKSTATIONS FOR MODULAR PARTITIONS ONLY. | SERVICE WEST INC | C | 267 | 15 | 235 | PINE ST | 0 | 6 | COMPLETE | 2016-11-18
E20161107924 | 2016-11-07 | REMODEL KITCHEN BATHROOM AND UPDATE ELECTRICAL WORK IN BEDROOM HALLWAY ADD PLUG IN LIVING ROOM 12 LTS 5 SWITCHES 25 RECEPTS 1 GAR DISP 1 MICRO 1 RANGES 1 FANS 1 DISHWASHERS | WONG'S ELECTRIC CO *CHECK ID* | R | 1446 | 30 | 388 | 15TH AV |  |  | ISSUED | 2016-11-07
EW201611272018 | 2016-11-27 | UPGRADE SERVICE TO 100 AMPS GROUND EXISTING UNGROUNDED RECEPTACLES INSTALL CONDUIT AND WIRE FOR KITCHEN CIRCUIT HOME RUNS. | GRANITE ELECTRIC | R | 6418 | 021A | 717 | ROLPH ST |  | 1 | COMPLETE | 2016-12-09
E201611171165 | 2016-11-17 | FINAL FOR ALL WORK COMPLETED UNDER PERMIT E201303209348. | POWELL ELECTRIC | R | 26 | 48 | 899 | NORTH POINT ST | 1 |  | ISSUED | 2016-11-17
E201611211218 | 2016-11-21 | REPLACE FA PANEL AND CONNECTED DETECTORS INSTALL NEW FA PANEL AND 11 SMOKE DETECTORS. | FIRELECTRIC | R | 6531 | 6 | 1424 | VALENCIA ST |  |  | ISSUED | 2016-11-21
EW201611151884 | 2016-11-15 | U-FER GROUND | MICHAEL MCCARTHY ELEC/ DBA:DMACS ELECTR | R | 4218 | 36 | 1321 | DE HARO ST |  | 1 | ISSUED | 2016-11-15
EW201611151882 | 2016-11-15 | U-FER GROUND | MICHAEL MCCARTHY ELEC/ DBA:DMACS ELECTR | R | 3532 | 48 | 44 | WOODWARD ST |  | 1 | ISSUED | 2016-11-15
E20161107926 | 2016-11-07 | INSTALL 1 RECEPTACLE FOR TV 1 PLUG FOR AUDIO EQUIPMENT. RAISE (E) LIGHTS IN GUEST BATHROOM ADD 2 (N) LIGHTS IN MASTER BATHROOM. INSTALL 10 LED CAN LIGHTS (4 IN MASTER BEDROOM 4 IN OFFICE AND 2 IN DINING ROOM). RELOCATE BATHROOM EXHAUST FAN. | JIM CRONE CONSTRUCTION | R | 5539 | 32 | 229 | MONTCALM ST |  |  | ISSUED | 2016-11-07
EW201611221980 | 2016-11-22 | RENEW ELECTRICAL PERMIT # EW20091007982 FOR FINAL. UFER GROUND REPLACE 3" UNDERGROUND PG&E SERVICES TO SIDEWALK. | S F GARAGE COMPANY INC. | R | 551 | 8 | 1612 | VALLEJO ST |  | 1 | ISSUED | 2016-11-22
EW201611292063 | 2016-11-29 | RE-LOCATE EXISTING METER FOR NEW SMART METER. GREEN TAG REQUIRED. | S F GARAGE COMPANY INC. | R | 5378 | 21 | 74 | WATERVILLE ST |  | 1 | ISSUED | 2016-11-29
E201611221242 | 2016-11-22 | UNITS 1157/1159/1161/1163/1165/1167/1169/1171/1173/1175/1177/1179 SCOTT STREET: EACH UNIT: REPLACE (E) LIGHTS PLUGS RELOCATE SUBPANEL. OK RA | BASS ELECTRIC | R | 1128 | 1 | 1169 | SCOTT ST |  | BUILDING 16 | ISSUED | 2016-11-23
E201611221241 | 2016-11-22 | UNITS 1817/1819/1821/1823/1825/1827/1829/1831/1833/1835/1837/1839 EDDY STREET: EACH UNIT: REPLACE (E) LIGHTS PLUGS RELOCATE SUBPANEL. OK RA | BASS ELECTRIC | R | 1128 | 1 | 1817 | EDDY ST |  | BUILDING 15 | ISSUED | 2016-11-23
E20161104883 | 2016-11-04 | CELL SITE ADJACENT TO 49 GEARY STREET: ADDITION OF METER ANTENNA AND ASSOCIATED LOW VOLTAGE TELECOM EQUIPMENT TO EXISTING LIGHT/PHONE POLE. | CBA SITE SERVICES INC. | C | 9999 | 999 | 999 | UNKNOWN * |  |  | COMPLETE | 2016-11-15
E201611291343 | 2016-11-29 | ELECTRICAL PANEL NEEDS TO BE REVERSED | UNION PACIFIC CONSTRUCTION INC | R | 5615 | 92 | 3241 | MISSION ST | 3 |  | ISSUED | 2016-11-29
EW201611021617 | 2016-11-02 | REMODEL OF KITCHEN BATHROOMS SERVICE UPGRADE RE-WIRING HOUSE TO ELIMINATE KNOB AND TUBE WIRING. | CHASOV ELECTRICAL VOICE & DATA | R | 5932 | 16 | 193 | DARTMOUTH ST |  | 1 | ISSUED | 2016-11-02
EW201611211963 | 2016-11-21 | 4 NEW RESTROOMS IN FACTORY AREA | CHASOV ELECTRICAL VOICE & DATA | C | 4018 | 2 | 550 | FLORIDA ST |  | 1 | ISSUED | 2016-11-21
E201611141065 | 2016-11-14 | TO OBTAIN A FINAL INSPECTION FOR WORK APPROVED UNDER EXPIRED PERMIT E20140617464. | AXIS CONSTRUCTION | R | 2636 | 3 | 8 | LOCKSLEY AV | 0 | APT 9B | EXPIRED | 2016-11-22
E201611171154 | 2016-11-17 | REPLACE LIGHT SWITCHES & OULETS | CITYBEST CONSTRUCTION | R | 1543 | 60 | 3701 | GEARY BL | 401 |  | ISSUED | 2016-11-17
E201611221251 | 2016-11-22 | REWIRE THE WHOLE HOUSE. 30 LIGHTS 15 SWITCHES 25 RECEPTACLES 3 FANS 1 DISHWASHER 1 GARBAGE DISPOSAL 1 MICROWAVE 1 RANGE & 6 SMOKE DETECTORS. | EAST BAY ELECTRIC | R | 1902 | 26 | 3537 | LAWTON ST |  | ALL FLOORS | ISSUED | 2016-11-22
EW201611021600 | 2016-11-02 | FIRE ALARM SYSTEM LIKE FOR LIKE UPGRADE WITH LIFE SAFETY WITNESS TEST | SAN FRANCISCO FIRE PROTECTION | R | 1434 | 9 | 349 | 02ND AV |  | 0 | ISSUED | 2016-11-02
EW201611232002 | 2016-11-23 | REPLACE EXISTING ELECTRICAL SERVICE - 200A DUPLEX | EARTH STAR ELECTRIC | R | 4758 | 15 | 1380 | QUESADA AV |  | 1 | ISSUED | 2016-11-23
E20161108964 | 2016-11-08 | SURVEY AND ADD THREE ADDITIONAL METERS TO (E) 200A SERVICE. | BAY ELECTRIC | R | 744 | 20 | 885 | FRANKLIN ST |  |  | ISSUED | 2016-11-08
EW201611232005 | 2016-11-23 | REMODEL OF EXISTING SENIOR LIVING UNIT 5CD. | HAROLD E NUTTER INC. | C | 697 | 39 | 1400 | GEARY BL |  | 5 | ISSUED | 2016-11-23
E201611291332 | 2016-11-29 | (1) EXTERIOR SIGN "UNTUCKIT" | AD ART INC. | C | 530 | 15 | 1872 | UNION ST |  |  | ISSUED | 2016-11-29
EW201611101785 | 2016-11-10 | INSTALL NEW ELECTRICAL PANEL. PROVIDE 2 KITCHEN CIRCUITS DISHWASHER CIRCUIT WASHER AND DRYER CIRCUITS. NEW PLUGS SWITCHES LIGHT FIXTURES SMOKE DETECTORS AND BATHROOM EXHAUST FAN. | CASTELLINO ELECTRIC INC | R | 803 | 8 | 940 | HAYES ST | 0 | 6 | ISSUED | 2016-11-10
EW201611171935 | 2016-11-17 | COMPLY WITH 3R REPORT CC-8099. INSTALL COMMON AREA METER/MAIN LEGALIZE GARDEN SHED | AW ELECTRICAL INC | R | 5716 | 19 | 305 | BENNINGTON ST |  | 1 | ISSUED | 2016-11-17
E201611171178 | 2016-11-17 | UNIT 6 KITCHEN AND 1 BATHROOM REMODEL LIGHTS SWITCHES RECEPTS | LEVEL 8 CONSTRUCTION INC | R | 1038 | 40 | 3775 | CALIFORNIA ST |  |  | ISSUED | 2016-11-17
EW201611161913 | 2016-11-16 | UNIT 3. REWIRE EXISTING UNIT OUTLETS SWITCHES AND LIGHTS AS PER CODE FOR EXISTING UNIT | MEGA ELECTRICAL WORKS | R | 6532 | 34 | 380 | SAN JOSE AV |  | 2 | ISSUED | 2016-11-16
E20161108963 | 2016-11-08 | UPGRADE WIRING IN BATHROOM 6 LIGHTS 4 SWITCHES 2 RECEPTACLES 1 FAN. | ERIC WONG | R | 556 | 36 | 2047 | GREEN ST |  |  | ISSUED | 2016-11-08
E20161107944 | 2016-11-07 | 1ST/GROUND AND 2ND FLOORS: 8 LIGHTS 4 SWITCHES 4 RECEPTACLES 2 FANS | VINTAGE CONSTRUCTION | R | 6473 | 6 | 86 | WHITTIER ST |  | GRND/1ST/2ND FLRS | ISSUED | 2016-11-07
E201611171144 | 2016-11-17 | 2ND FLOOR - UNIT # 3: 1 LIGHT 1 SWITCH 1 RECEPTACLE 2 CIRCUITS - 240 V 40 AM DEDICATED CIRCUIT TO LAUNDRY ROOM | AMERICAN ENTERPRISE OF SF-SEE NOTES | R | 0709C | 81 | 75 | ZAMPA LN | 3 | 2ND FLOOR | ISSUED | 2016-11-17
EW201611011566 | 2016-11-01 | INSTALL STANCHIONS/CONDUIT FOR PV SOLAR SYSTEM. | LUMINALT ENERGY CORPORATION | R | 6524 | 27 | 2949 | FOLSOM ST |  | 1 | ISSUED | 2016-11-01
EW201611131838 | 2016-11-13 | NEW 15 UNIT BUILDING! ALL ROUGH IN WIRING AND ALL FINISH TRIM TO COMPLETE THE PROJECT. 1600A 4-WIRE SERVICE AND FIRE ALARM SYSTEM. | AMPLEX ELECTRICAL INC | R | 3197 | 10 | 1490 | OCEAN AV |  | 4 | ISSUED | 2016-11-13
EW201611081710 | 2016-11-08 | UPGRADE ELECTRICAL SERVICE TO 200 AMPS | K O A FERREIRA INC/DBA FERREIRA SERVICE | R | 5612 | 31 | 93 | WINFIELD ST |  | 1 | COMPLETE | 2016-11-10
E201611211207 | 2016-11-21 | REWIRE HOUSE 200A SERVICE 100A SUBPANEL 30 LIGHTS 20 SWITCHES 40 RECEPTACLES. | REDWOOD ELECTRIC | R | 6728 | 18 | 550 | LAIDLEY ST |  |  | ISSUED | 2016-11-21
E201611151104 | 2016-11-15 | WITNESS TEST | BAY ALARM COMPANY | R | 355 | 5 | 37 | GROVE ST |  |  | ISSUED | 2016-11-15
E20161104888 | 2016-11-04 | ELECTRICAL FOR RESIDENTIAL ELEVATOR | MCKINLEY ELEVATOR CORP | R | 952 | 20 | 2850 | DIVISADERO ST |  |  | ISSUED | 2016-11-04
E20161108965 | 2016-11-08 | 24 PV MODULES 265 WATTS PER MODELE 6.36 KW INSTALL NEW SUB PANEL (200A) | SOLARCITY CORPORATION | R | 6034 | 21 | 527 | OXFORD ST |  |  | ISSUED | 2016-11-08
EW201611051681 | 2016-11-05 | INSTALL (11) ROOF MOUNTED SOLAR PANELS. (3.465KW) - 11 ROOF-MOUNTED SOLAR PV MODULES 315 WATTS PER MODULE 1 INTERACTIVE INVERTER TOTAL NO. OF RATING 3.465 KW. | SOLARCITY CORPORATION | R | 6409 | 4 | 842 | PARIS ST |  | 2 | ISSUED | 2016-11-05
EW201611111828 | 2016-11-11 | INSTALL (11) ROOF MOUNTED SOLAR PANELS. (2.86KW) INSTALL SUB-PANEL. (125A) - 11 ROOF-MOUNTED SOLAR PV MODULES 260 WATTS PER MODULE 1 INTERACTIVE INVERTER TOTAL NO. OF RATING 3 KW. | SOLARCITY CORPORATION | R | 2175 | 006K | 2138 | 43RD AV |  | 2 | ISSUED | 2016-11-11
EW201611171917 | 2016-11-17 | PROVIDED AND INSTALL WIRING FOR A BLOWER ON A NEW GAS FURNACE. ALSO INSTALL A DISCONNECT SWITCH. | ACE ELECTRICAL SERVICES | R | 0710C | 110 | 85 | WESTERN SHORE LN | 3 | 2 | COMPLETE | 2016-11-23
EW201611031632 | 2016-11-03 | ADD RECEPTACLES AND LIGHTING OUTLETS FOR RESTAURANT REMODEL | D M R ELECTRIC | C | 324 | 2 | 345 | TAYLOR ST |  | 1 | ISSUED | 2016-11-03
EW201611041667 | 2016-11-04 | PROVIDE NEW 200AMP ELECTRIC SERVICE WITH 3 TENANT METERS TO REPLACE EXISTING METER SOCKETS. PROVIDE NEW SUB PANELS IN GARAGE TO REPLACE EXISTING FEDERAL PACIFIC SUB PANELS. | THOMPSON ELECTRIC | R | 5532 | 13 | 45 | WRIGHT ST |  | 1 | ISSUED | 2016-11-04
EW201611101783 | 2016-11-10 | UPGRADE UNDERGROUND ELECTRICAL SERVICE TO 200AMP. | PAUL IRIBARREN ELECTRIC | R | 2056 | 18 | 1891 | 19TH AV |  | 1 | ISSUED | 2016-11-10
EW201611081721 | 2016-11-08 | INSTALLATION OF 36 MODULAR WORKSTATIONS | ALL MODULAR SYSTEMS INC. | C | 3711 | 19 | 215 | MARKET ST |  | 5 | COMPLETE | 2016-11-17
EW201611151878 | 2016-11-15 | FOR: CELL BIO 12/4-6/2016 MOSCONE SHOW # 430813 | FREEMAN DECORATING SERVICES INC | C | 3734 | 91 | 747 | HOWARD ST |  | 1 | ISSUED | 2016-11-15
E201611281306 | 2016-11-28 | SOLAR: 1091 21 PV MODS 265 WATTS PER MOD 5.565 = DC KW SYSTEM | SUNRUN INSTALLATION SERVICES INC | R | 2051A | 4 | 1827 | 14TH AV |  |  | ISSUED | 2016-11-28
E201611141070 | 2016-11-14 | INSTALL NEW SUBPANEL( 100 AMP) & RUN ELECTRICAL. INSTALL 10 LIGHTS 4 SWITCHES 5 RECEPTACLES 2 FANS 1 DISHWASHER 1 GARBAGE DISPOSAL 1 MICROWAVE. | DAIMON CONSTRUCTION | R | 503 | 11 | 2800 | FRANKLIN ST |  | 2/F | ISSUED | 2016-11-14
E201611141038 | 2016-11-14 | REMODEL 2 BATHROOMS 4 LIGHTS 2 FIXTURES 2 RECEPTACLES 2 FANS. | MATT BAILEY CONSTRUCTION CO INC | R | 3632 | 50 | 1034 | GUERRERO ST | 0 |  | ISSUED | 2016-11-14
E201611231286 | 2016-11-23 | REMODEL UNIT#2 KITCHEN & BATHROOM WITH HOOK UP OF NEW WASHER & DRYER. 8 LIGHTS 6 SWITCHES 10 RECEPTACLES & 1 MICROWAVE. | B-SIDE INC. | R | 3572 | 017A | 2023 | FOLSOM ST |  | 1ST FL | ISSUED | 2016-11-23
EW201611091768 | 2016-11-09 | INSTALL LOW VOLTAGE CABLING FOR VOICE AND DATA. | BAUER CABLING SOLUTIONS INC | R | 266 | 9 | 1 | FRONT ST |  | 1 | ISSUED | 2016-11-09
EW201611141850 | 2016-11-14 | REMOVE FEDERAL PACIFIC PANEL AND REPLACE WITH NEW 125 AMP ELECTRICAL SUB PANEL. | CHRISTOPHER L MC WHERTER | R | 3053 | 1 | 85 | BRENTWOOD AV |  | 1 | ISSUED | 2016-11-14
EW201611282021 | 2016-11-28 | FROM AN EXISTING SWITCH LEG INSTALL 5 LED RECESSED CAN IN THE LIVING ROOM. FROM AN EXISTING SWITCH LEG ADD TWO NEW LED CANS TO THE KITCHEN AND RETROFIT THE OTHER 4 TO LED. IN THE DEN FROM AN EXISTING SWITCH LEG INSTALL TWO NEW LED CANS IN THE CEILING. IN THE MASTER BEDROOM RUN A NEW SWITCH LEG OFF AN EXISTING CIRCUIT AND MOUNT A CENTER BOX FOR A NEW LIGHT. | LIGHTS OUT INC | R | 8720 | 219 | 480 | MISSION BAY BLVD NORTH BL | 417 | 4 | ISSUED | 2016-11-28
E201611211212 | 2016-11-21 | CC FOR PERMIT E201608118936; UPGRADE ELECTRICAL FOR BATHROOM 3 LIGHTS 2 SWITCHES 2 RECEPTACLES.. | HVP GENERAL CONTRACTOR | R | 1911 | 15 | 1622 | 33RD AV |  |  | ISSUED | 2016-11-21
E201611101009 | 2016-11-10 | REMODEL BATH AND KITCHEN | BARNUM BUILDING AND DESIGN | R | 538 | 27 | 2828 | PIERCE ST |  |  | ISSUED | 2016-11-10
E20161103873 | 2016-11-03 | COMMERCIAL SPACE CONVERTED TO BARBER SHOP 3 SWITCHES 15 RECEPTACLES 1 FAN 2 SMOKE DETECTORS. | J C BUILDERS | C | 6518 | 27 | 3243 | 24TH ST |  |  | ISSUED | 2016-11-03
E201611161134 | 2016-11-16 | REWIRE BATH REPLACE LIGHTS & PLUGS THROUGHOUT | SEDERAP'S DRYWALL INC. | C | 162 | 4 | 201 | COLUMBUS AV | 0 |  | ISSUED | 2016-11-16
E201611171153 | 2016-11-17 | ADD 2 BEDROOMS 2 BATH & RELOCATE LAUNDRY AT 1ST FLOOR 15 LTS 12 SWITCHES 20 RECEPTS 4 SMOKE DETECTS 2 FANS | PETER CONSTRUCTION COMPANY | R | 7088 | 2 | 269 | VICTORIA ST |  |  | ISSUED | 2016-11-17
E20161107956 | 2016-11-07 | 100A SERVICE UPGRADE DUE TO WATER DAMAGE | Y MIKUMO CO. | R | 7163 | 40 | 146 | GOETHE ST |  |  | ISSUED | 2016-11-07
E20161103871 | 2016-11-03 | SOLAR: INSTALL 21 ROOF MOUNTED PV MODS 270W/MOD 5.67KW TOTAL RATING. PLAN 1056. | SWANROCK INC. DBA: SKYTECH SOLAR | R | 2200 | 15 | 2120 | 18TH AV |  |  | COMPLETE | 2016-11-18
EW201611221988 | 2016-11-22 | INSTALLATION OF A SOLAR PV SYSTEM - 13 ROOF-MOUNTED SOLAR PV MODULES 280 WATTS PER MODULE 13 INTERACTIVE INVERTER TOTAL NO. OF RATING 3.64 KW. | SWANROCK INC. DBA: SKYTECH SOLAR | R | 3579 | 29 | 3651 | 17TH ST |  | 0 | ISSUED | 2016-11-22
E201611161119 | 2016-11-16 | TO OBTAIN A FINAL INSPECTION FOR WORK APPROVED UNDER PREVIOUS PERMITS E201603225708 & E201108197103. | THE ATOM ELECTRIC COMPANY | R | 1205 | 3 | 453 | BRODERICK ST |  | GARAJE | ISSUED | 2016-11-16
E20161103850 | 2016-11-03 | 1ST FLOOR: 3 LIGHTS 1 RECEPTACLE 1 FAN 2 SWITCHES; REODEL 1ST FLOOR BATHROOM | HARDTKE CONSTRUCTION | R | 7001 | 50 | 162 | BEVERLY ST |  | 1ST FLOOR | ISSUED | 2016-11-03
EW201611141840 | 2016-11-14 | NEW WIRE AND 125 AMP SERVICE | S W E ASSOCIATES INC | R | 4150 | 23 | 1057 | FLORIDA ST | 0 | 3 | ISSUED | 2016-11-14
E201611211220 | 2016-11-21 | CHANGE SERVICE TO 200 AMP | YWUM ENT INC | R | 5950 | 001A | 44 | EDINBURG ST |  |  | ISSUED | 2016-11-21
E201611141075 | 2016-11-14 | ADDRESS CORRECTION FOR E/P E201603285809. | ULTRA ELECTRIC CO | R | 6693 | 6 | 327 | ARLINGTON ST |  |  | COMPLETE | 2016-11-30
EW201611282031 | 2016-11-28 | VOICE DATA AND CAMERA LOW VOLTAGE CABLING. | SYNERTEL | C | 3756 | 11 | 345 | 09TH ST |  | 1 | ISSUED | 2016-11-28
E20161109991 | 2016-11-09 | SOLAR: INSTALL 17 ROOF MOUNTED PV MODS 360W/MOD 6.12KW TOTAL RATING. PLAN 1068. | ALL BAY SOLAR | R | 5722 | 16 | 585 | ANDOVER ST |  |  | COMPLETE | 2016-11-23
E201611161132 | 2016-11-16 | RELOCATE 2 METER SERVICE 200A. INSTALL 6 OUTLETS. | CLE ELECTRIC | R | 224 | 25 | 243 | JOICE ST |  |  | COMPLETE | 2016-11-23
E20161103868 | 2016-11-03 | APT 2108: IN UNIT NEW LIGHTS PLUGS SWITCHES SUBPANEL FOR KITCHEN & BATHROOM REMODEL. | GREEN TECH ELECTRIC SOLUTIONS | R | 813 | 8 | 1390 | MARKET ST | 0 |  | COMPLETE | 2016-12-08
EW201611101797 | 2016-11-10 | REPLACE ELECTRICAL 100AMP SUB-PANEL AT UNIT B209 | GREEN TECH ELECTRIC SOLUTIONS | C | 1737 | 9 | 1201 | FUNSTON AV | 0 | 209 | ISSUED | 2016-11-10
E201611291341 | 2016-11-29 | UPGRADE AMIN SERVICE TO 150 AMPS COPLETE REWIRE IN LIVINGROOM DININGROOM 1 BATHROOM AND 3 BEDROOMS 20 LTS 10 SWITCHES 25 RECEPTS 6 SMOKE DETECTS 1 FANS | E M ELECTRIC CO. | R | 4732 | 001A | 1410 | INGALLS ST |  |  | ISSUED | 2016-11-29
E201611281317 | 2016-11-28 | ADDRESS CORRECTION FOR PERMIT EW20140713321. | YING'S ELECTRICIAN CORPORATION | R | 5457 | 37 | 98 | WOOLSEY ST |  |  | COMPLETE | 2016-11-28
E201611281316 | 2016-11-28 | ADDRESS CORRECTION FOR PERMIT EW20150209622 | YING'S ELECTRICIAN CORPORATION | R | 5457 | 37 | 2891 | SAN BRUNO AV |  |  | COMPLETE | 2016-11-28
E201611281320 | 2016-11-28 | ALL NEW ELECTRICAL FOR COMMERCIAL AREA. | YING'S ELECTRICIAN CORPORATION | C | 5457 | 37 | 2891 | SAN BRUNO AV |  |  | COMPLETE | 2016-11-28
E201611141035 | 2016-11-14 | INSTALL 24 LED RECESSED LIGHTS IN DIFFERENT AREAS OF HOUSE. 8 I N KITCHEN 6 IN LIVING ROOM 6 IN BEDROOM 4 IN HALLYWA 4 DIMMER SWITCHES. | VALLIN ELECTRIC | R | 6615 | 52 | 144 | VALLEY ST | 0 |  | ISSUED | 2016-11-14
E20161103875 | 2016-11-03 | RENEW E201412295243 FOR FINAL INSPECTION | EURO MIND DESIGN CORP | R | 3973 | 002B | 2424 | MARIPOSA ST |  |  | ISSUED | 2016-11-03
E201611171159 | 2016-11-17 | REMODEL KITCHEN AND ADD SUBPANEL 10 LIGHTS 4 SWITCHES 1 FAN 1 MICROWAVE 1 SMOKE DETECTOR. | JIAN'S BUILDER CORP | R | 2303 | 20 | 3518 | SANTIAGO ST |  |  | ISSUED | 2016-11-17
EW201611041651 | 2016-11-04 | REPLACE EXISTING MAIN SERVICE ENTRANCE WIRES THAT IS HAVING PROBLEMS FROM THE WEATHERHEAD DOWN TO THE METER. | A & S ELECTRIC LLC | R | 2328 | 001C | 2211 | 21ST AV |  | 1 | COMPLETE | 2016-11-09
E20161102849 | 2016-11-02 | UNIT #404 4TH FLR: BATHROOM REMODEL (1) LIGHT SWITCH (1) LIGHT (1) GFCI. | KADIMA-SCHOEPP INC | R | 1476 | 19 | 250 | POINT LOBOS AV |  | 4 | ISSUED | 2016-11-02
E201611281325 | 2016-11-28 | KITCHEN REMODEL 3 SWITCHES 6 RECEPTS 1 GAR DISP 1 MICRO 1 RANGES 1 FANS 1 DISHWASHERS | KITCHEN EXPERTS OF CA INC. | R | 3134 | 8 | 740 | MIRAMAR AV |  | 2ND FLOOR | ISSUED | 2016-11-28
E20161101802 | 2016-11-01 | UPGRADE MAIN PANEL TOTAL OF 4 SETS. **CHIEF ELECTRICAL INSPECTOR IS PERMITING 2 YEARS FOR ELECTRICAL ASPECT OF WORK TO BE COMPLETED. PERMIT VALID FOR 2 YEARS** | Y & C ELECTRICAL.COM | C | 754 | 28 | 1575 | TURK ST |  |  | ISSUED | 2016-11-01
EW201611081711 | 2016-11-08 | REPLACE 100AMP ELECTRICAL PANEL. REWIRE THE KITCHEN AND TWO BATHROOMS. RUN NEW WIRING FOR DRYER WASHER STEAM. INSTALL (17) NEW RECESSED LIGHTS. | A & Q ELECTRICAL COMPANY | R | 0215C | 31 | 1333 | JONES ST | 701 | 701 | ISSUED | 2016-11-08
E201611181195 | 2016-11-18 | APT #T3-1011: REPLACE (E) 4 LIGHTS 8 SWITCHES 20 RECEPTACLES 1 D/W G/D 1 M/W 1 RANGE. | PS2 INC | R | 750 | 19 | 1420 | TURK ST |  |  | ISSUED | 2016-11-18
E201611171140 | 2016-11-17 | RUN 2 EXTERIOR LIGHTS | FRYE ELECTRIC | C | 571 | 4 | 2127 | POLK ST |  |  | ISSUED | 2016-11-17
EW201611041672 | 2016-11-04 | INSTALL NEMA 14-50 ON DEDICATED CIRCUIT 240V-50AMP | NIJSSEN ELECTRIC | R | 1030 | 31 | 3059 | CALIFORNIA ST |  | 1 | COMPLETE | 2016-11-08
E201611101031 | 2016-11-10 | SOLAR: INSTALL 9 ROOF MOUNTED PV MODS 320W/MOD 2.88KW TOTAL RATING. | WIREMEN INC | R | 6603 | 8 | 1488 | NOE ST |  |  | COMPLETE | 2016-11-22
E201611281313 | 2016-11-28 | BATHROOM REMODEL. ADD RECESSED LIGHT ABOVE SHOWER REMOVE (E) FIXTURE OVER MIRROR & ADD NEW SCONCES. | DEO CONSTRUCTION INC | R | 3534 | 150 | 35 | DOLORES ST | 204 |  | ISSUED | 2016-11-28
EW201611091761 | 2016-11-09 | UFER GROUND WIRE ONLY | URIAS ELECTRIC | R | 3569 | 14 | 2072 | MISSION ST | 0 | 2072 | COMPLETE | 2016-11-10
E20161102843 | 2016-11-02 | UNIT 305 RELOCATE SUBPANEL | WONACOTT CONSTRUCTION SERVICES | R | 2752 | 27 | 4249 | 20TH ST |  | UNIT 305 | ISSUED | 2016-11-02
E20161102840 | 2016-11-02 | REWIRE UNIT 8 LIGHTS 8 SWITCHES 13 RECEPTACLES 1 FAN 1 DISHWASHER 1 GARBAGE DISPOSAL 1 RANGE. | WONACOTT CONSTRUCTION SERVICES | R | 2752 | 27 | 4249 | 20TH ST |  |  | ISSUED | 2016-11-02
EW201611171924 | 2016-11-17 | INSTALLING (22) EXTERIOR LIGHTING FIXTURES (UPGRADING FROM HALOGEN TO LED) | LIGHTING RIGHT LLC | R | 0275B | 1 | 900 | BUSH ST |  | 1 | COMPLETE | 2016-11-30
E201611151110 | 2016-11-15 | REWIRE KITCHEN 8 LIGHTS 6 SWITCHES. | SMART REMODELING AND DESIGN INC-SEE NOTE | R | 1590 | 3 | 615 | 47TH AV |  |  | ISSUED | 2016-11-15
E20161104903 | 2016-11-04 | INSTALLING A NEMA 14-50 RECEPTACLE INSIDE GARAGE WALL WITH # 6 THWN TO A 125 AMP SUBPANEL INSIDE GARAGE | SYSTEM INNOVATION | R | 1269 | 209 | 254 | DOWNEY ST |  |  | COMPLETE | 2016-11-09
E20161107946 | 2016-11-07 | SITE UM 135 STREETLIGHT POLE ADJACENT TO 2936 POLK ST. INSTALLATION OF 3RD PARTY COMMUNICATION EQUIPMENT ON PG&E POLE. INSTALLED EQUIPMENT: ELECTRICAL METER DISCONNECT BOX RADIOS ANTENNA | PINNACLE POWER SERVICES INC | R | 9999 | 999 | 999 | UNKNOWN * |  |  | COMPLETE | 2016-11-30
E201611171175 | 2016-11-17 | BATHROOM REMODEL; INSTALL GFCI OUTLET AT SIDE OF VANITY TOP | VIZCON CONSTRUCTION | R | 1658 | 11 | 775 | 15TH AV |  |  | ISSUED | 2016-11-17
EW201611111834 | 2016-11-11 | PANEL UPGRADE AND UFER GROUND FOR REAR HOME ADDITION | TAYLOR MADE ELECTRIC | R | 2745 | 64 | 437 | BURNETT AV |  | 1 | ISSUED | 2016-11-11
E20161108971 | 2016-11-08 | UNIT 357 KITCHEN REMODEL | PREMIER HOME BUILDERS INC | R | 858 | 25 | 357 | HAIGHT ST |  |  | ISSUED | 2016-11-08
E20161103870 | 2016-11-03 | REWIRE HOUSE 200A SERVICE UPGRADE 35 LIGHTS 12 SWITCHES 40 RECEPTACLES 4 FAN 1 DISHWASHER 1 GARBAGE DISPOSAL 1 MICROWAVE 1 RANGE 8 SMOKE DETECTORS. | A G C I INC | R | 156 | 015A | 151 | BERNARD ST |  |  | ISSUED | 2016-11-03
E20161101782 | 2016-11-01 | KITCHEN AND BATHROOM REMODEL ON MAIN FLOOR 12 LTS 7 SWITCHES 14 RECEPTS. **FAMILY FRIEND WHOM IS QUALIFIED ELECTRICIAN WILL ASSIST JOB AND ABSOLUTELY MUST BE PRESENT DURING INSPECTION. IF NOT PRESENT INSPECTION WILL NOT OCCUR AND PERMIT WILL NOT BE COMPLETED CLOSED AND NOT SIGNED-OFF |  | R | 6939 | 4 | 471 | FAXON AV |  |  | ISSUED | 2016-11-01
E201611161114 | 2016-11-16 | ROOM 357 3RD FLOOR CITY HALL: CAT 2-21 OR MORE OUTLETS UP TO 2500 S.F.; 6 LIGHTS 6 SWITCHES. PANELBOARD: 100AMP 120-208V 3 PHASE 42 CIRCUIT; (4) #1 THHN FEEDERS. |  | C | 787 | 1 | 1 | DR. CARLTON B. GOODLETT PL |  |  | ISSUED | 2016-11-21
EW201611011570 | 2016-11-01 | 16 LIGHTS 4 SWITCHES 20 RECEPTACLES 20 CIRCUITS 2 FA DEVICES 16-4-17937-00 | CUPERTINO ELECTRIC INC. | C | 232 | 16 | 3 | EMBARCADERO CENTER * |  | 17 | ISSUED | 2016-11-01
EW201611221977 | 2016-11-22 | CHASE CENTER (95)LIGHTS (32)SWITCHES (80)RECEPTACLES LIFE SAFETY | MCMILLAN BROS ELECTRIC | C | 8721 | 10 | 500 | TERRY A. FRANCOIS BL |  | 1 | ISSUED | 2016-11-22
EW201611161903 | 2016-11-16 | REPLACE LIGHT FIXTURES LOCAL SWITCHING AT BATHROOMS NEW RECEPTACLES ADA/HIR DEVICES IN THE (10) ADA ROOMS REUSE ALL EXISTING SWITCHING/CIRCUITS AT HALLWAYS AND ELEVATOR LOBBIES. | SIERRA ELECTRIC CO | C | 28 | 15 | 1250 | COLUMBUS AV |  | 0 | ISSUED | 2016-11-16
EW201611161912 | 2016-11-16 | FIRE ALARM TEST - BASEMENT LOCKER ROOMS | MCCLURE ELECTRIC INC | C | 234 | 17 | 5 | EMBARCADERO CENTER * |  | 1 | COMPLETE | 2016-11-22
EW201611091740 | 2016-11-09 | PARTIAL FLOOR TENANT REMODEL @ SALESFORCE - 50 FREMONT STREET 9TH FLOOR | PAGANINI ELECTRIC CORP(SEE SIGNATORIES) | C | 3709 | 19 | 50 | FREMONT ST |  | 9 | ISSUED | 2016-11-09
EW201611091743 | 2016-11-09 | TENANT IMPROVEMENT AND LIFE/SAFETY UPGRADE @ SALESFORCE - 50 FREMONT STREET 16TH FLOOR | PAGANINI ELECTRIC CORP(SEE SIGNATORIES) | C | 3709 | 19 | 50 | FREMONT ST |  | 16 | ISSUED | 2016-11-09
EW201611011580 | 2016-11-01 | LIFE SAFETY - PRE-ACTION PANEL - ES2935 | C B F INC | C | 3774 | 73 | 274 | BRANNAN ST |  | 3 | ISSUED | 2016-11-01
EW201611031624 | 2016-11-03 | UPGRADES TO 15TH FLOOR. EC1384 | C B F INC | C | 258 | 32 | 601 | CALIFORNIA ST | 0 | 15 | COMPLETE | 2016-12-08
EW201611181941 | 2016-11-18 | ELECTRICAL REMODEL ON THE 5TH FLOOR. EC1476 | C B F INC | C | 266 | 9 | 1 | FRONT ST |  | 5 | ISSUED | 2016-11-18
EW201611292049 | 2016-11-29 | RESTROOM REMODEL ON THE 3RD FLOOR. | C B F INC | C | 3507 | 40 | 1455 | MARKET ST |  | 3 | ISSUED | 2016-11-29
EW201611171934 | 2016-11-17 | KITCHEN REMODEL REPLACE METER/MAIN AT SAME AMPACITY. | MISSION CREEK ELECTRIC | R | 3542 | 035A | 2A | BOYNTON CT |  | 2 | ISSUED | 2016-11-17
EW201611011556 | 2016-11-01 | TI BUILD OLUT (340) | YOUNG ELECTRIC CO | C | 690 | 17 | 1 | DANIEL BURNHAM CT | 1 | 3 | ISSUED | 2016-11-01
E201611161120 | 2016-11-16 | UFER GROUND. | BLUE LIGHT ELECTRIC | R | 5338 | 25 | 1780 | REVERE AV |  |  | COMPLETE | 2016-11-16
EW201611011581 | 2016-11-01 | INSTALL (385) CABLES ON THE 16TH FLOOR FOR SALESFORCE - 63950 | METROPOLITAN ELECTRICAL CONSTRUCTION | C | 3709 | 006A | 50 | FREMONT ST |  | 16 | ISSUED | 2016-11-01
EW201611041656 | 2016-11-04 | INSTALL (595) CABLES ON THE 9TH FLOOR FOR WEWORKS - 63898 | METROPOLITAN ELECTRICAL CONSTRUCTION | C | 231 | 23 | 2 | EMBARCADERO CENTER * |  | 9 | ISSUED | 2016-11-04
EW201611011572 | 2016-11-01 | INSTALL (202) CABLES ON THE 8TH FLOOR FOR SALESFORCE - 63838 | METROPOLITAN ELECTRICAL CONSTRUCTION | C | 3709 | 006A | 50 | FREMONT ST |  | 8 | ISSUED | 2016-11-01
EW201611292047 | 2016-11-29 | INSTALL (160) CABLES ON THE 16TH FLOOR FOR VIKING GLOBAL - 62748 | METROPOLITAN ELECTRICAL CONSTRUCTION | C | 204 | 21 | 1 | MARITIME PZ |  | 16 | ISSUED | 2016-11-29
E201611141071 | 2016-11-14 | MASTER BATHROOM REMODEL (N) RECESSED LIGHTS FAN PLUGS FLOOR HEAT & WATER HEATER. INSTALL 15 LIGHTS 6 SWITCHES 3 RECEPTACLES 1 FAN. | W. JOHN BUILD-GENERAL CON | R | 997 | 8 | 3340 | CLAY ST |  | 3/F | ISSUED | 2016-11-14
EW201611201951 | 2016-11-20 | INSTALL UF GROUND | TAI LAM MAK | R | 5716 | 14 | 343 | BENNINGTON ST |  | 1 | COMPLETE | 2016-11-28
E20161110998 | 2016-11-10 | INSTALL 3 STOP 950LB RESIDENTIAL ELEVATOR WIRING WIRING WITH 3 HALL STATIONS AND A 3 STOP CONTROLLER. | ACME HOME ELEVATOR INC. | R | 2688 | 68 | 185 | BELGRAVE AV |  |  | ISSUED | 2016-11-10
E20161110999 | 2016-11-10 | INSTALL 4 STOP 950LB RESIDENTIAL ELEVATOR WIRING WIRING WITH 4 HALL STATIONS AND A 4 STOP CONTROLLER. | ACME HOME ELEVATOR INC. | R | 942 | 28 | 2741 | GREENWICH ST |  |  | ISSUED | 2016-11-10
E201611221266 | 2016-11-22 | UFER GROUND | SURE INC. | R | 804 | 2 | 643 | WEBSTER ST |  |  | ISSUED | 2016-11-22
EW201611101779 | 2016-11-10 | FIRE ALARM SYSTEM CHANGES DUE TO TENANT NEEDS. ADDING (1) DEVICE ON THE 1ST FL. AND (2) ON THE 4TH FL. | AECO SYSTEMS INC | C | 8709 | 18 | 1500 | OWENS ST | 0 | 1 | COMPLETE | 2016-11-16
EW201611031644 | 2016-11-03 | 100 AMP MAIN SERVICE. REMOVAL AND REPLACEMENT OF WEATHERHEAD AND SERVICE ENTRANCE PIPE. | DELAO ELECTRIC INC | R | 2086 | 6 | 1961 | 48TH AV |  | 1 | ISSUED | 2016-11-03
EW201611091733 | 2016-11-09 | WIRE COMMERCIAL HOOD FAN WITH A ROOF MOTOR. | CENTURY ELECTRIC CONST | C | 3561 | 9 | 258 | NOE ST |  | 1 | ISSUED | 2016-11-09
EW201611221986 | 2016-11-22 | 16541 - 32ND FLOOR - 100 PINE - ELECTRICAL WORK | CAPITOL ELECTRIC CONST | C | 262 | 20 | 100 | PINE ST | 0 | 32 | ISSUED | 2016-11-22
EW201611091752 | 2016-11-09 | FURNISH & INSTALL TOTAL (250) DATA CABLES AND EQUIPMENT. | CAPITOL ELECTRIC CONST | C | 233 | 44 | 4 | EMBARCADERO CENTER * |  | 24 | COMPLETE | 2016-11-09
E201611291351 | 2016-11-29 | REMODEL BATHROOM 5 LIGHTS 1 FLOOR HEATER. | BAJADA ELECTRIC | R | 950 | 27 | 2775 | UNION ST |  |  | ISSUED | 2016-11-29
E201611291348 | 2016-11-29 | FINAL FOR ALL WORK COMPLETED UNDER PERMIT E201409032464. | BAJADA ELECTRIC | R | 1292 | 18 | 618 | BELVEDERE ST |  |  | FILED | 2016-11-29
E201611101034 | 2016-11-10 | RELOCATE 200A SERVICE TO OUTSIDE OF BUILDING GROUIND SERVICE PER CODE GREEN TAG. | COSMOS ELECTRIC CO **CHECK ID & NOTE*** | R | 3532 | 69 | 15 | DUBOCE AV |  |  | ISSUED | 2016-11-10
E201611101033 | 2016-11-10 | SURVEY FOR RELOCATION OF METER NO WORK BEING PERFORMED. | COSMOS ELECTRIC CO **CHECK ID & NOTE*** | R | 3532 | 69 | 15 | DUBOCE AV |  |  | COMPLETE | 2016-12-06
EW201611071689 | 2016-11-07 | 180 WORKSTATIONS FOR MODULAR PARTITIONS ONLY. | SERVICE WEST INC | C | 3710 | 20 | 333 | MARKET ST |  | 4 | COMPLETE | 2016-11-28
E201611281304 | 2016-11-28 | INSTALL PARTITIONS TO ADD BEDROOM 2 LIGHTS 8 SWITCHES 12 RECEPTACLES 1 DISHWASHER 4 SMOKE DETECTORS. | J. HO CONSTRUCTION INC | R | 708 | 23 | 1489 | WEBSTER ST |  | UNIT 1304 | ISSUED | 2016-11-28
EW201611171928 | 2016-11-17 | SOLAR PERMIT - 3 ROOF-MOUNTED SOLAR PV MODULES 270 WATTS PER MODULE 3 INTERACTIVE INVERTER TOTAL NO. OF RATING 1 KW. | WELLS ELECTRICAL INC | R | 5967 | 18 | 337 | HARVARD ST |  | 1 | COMPLETE | 2016-11-22
EW201611282024 | 2016-11-28 | KITCHEN DINING ROOM LIGHTING | WELLS ELECTRICAL INC | R | 2618 | 94 | 10 | LEVANT ST |  | 1 | ISSUED | 2016-11-28
EW201611081720 | 2016-11-08 | EDLEN ELECTRIC WILL BE PROVIDING TEMPORARY WIRING TO THE IQL-AMGA NATIONAL SUMMIT AT THE MARRIOTT MARQUIS. OUR EVENT NUMBER IS #116046SF | EDLEN ELECTRICAL EXHIBITION SVCS OF CA | C | 3706 | 95 | 55 | 04TH ST |  | 1 | COMPLETE | 2016-11-23
EW201611141858 | 2016-11-14 | SUPPLY AND INSTALL (1) 100A 120/240V SINGLE PHASE COMMERCIAL METER MAIN FOR 500 EDDY. | A & E ELECTRICAL CO. INC. | R | 335 | 002C | 305 | HYDE ST |  | 1 | COMPLETE | 2016-11-18
E201611221262 | 2016-11-22 | SERVICE UPGRADE 100 AMPS | YEUNG'S ELECTRICAL FITTINGS & INSTALLATI | C | 1704 | 23 | 4538 | IRVING ST |  |  | COMPLETE | 2016-12-09
EW201611091739 | 2016-11-09 | 6TH FLOOR/SUITE 650 6 PLUS OPENINGS. NO NEW FIXTURES OR PANELS. | E. J. WEBER ELECT.CO INC | C | 3707 | 16 | 90 | NEW MONTGOMERY ST |  | 650 | ISSUED | 2016-11-09
EW201611221974 | 2016-11-22 | EXTENDED BASEMENT. ADD 1 BATHROOM AND 1 BEDROOM. 5 LIGHTS 6 SWITCHES 9 PLUGS AND 2 SD. UPGRADE THE UNDER GROUND SERVICE TO 200A. | MIN'S ELECTRIC INC | R | 3181 | 26 | 247 | JUDSON AV |  | 0 | ISSUED | 2016-11-22
EW201611151888 | 2016-11-15 | REWIRE AND INSTALL 5 SWITCHES AND 3 LIGHTS | B V ELECTRIC | R | 6344 | 6 | 646 | LISBON ST |  | 1 | COMPLETE | 2016-12-12
EW201611151876 | 2016-11-15 | REWIRE AND INSTALL 1 PLUG 30AMP - 240V TO A CONDENSER + RUN 3 JUNCTION BOXES FOR NEW SCONCES | B V ELECTRIC | R | 3970 | 11 | 1800 | BRYANT ST | 102 | 1 | ISSUED | 2016-11-15
EW201611081732 | 2016-11-08 | INSTALL A NEW ELEVATOR RECALL SYSTEM. 5 SMOKE DETECTORS 1 HEAT DETECTOR PRIMARY AND ALTERNATE FLOOR RECALL | INNOVATIVE TECHNOLOGIES | R | 3521 | 13 | 398 | 11TH ST |  | 3 | ISSUED | 2016-11-08
EW201611031633 | 2016-11-03 | C161180 | BEI CONSTRUCTION INC. | C | 3708 | 174 | 555 | MARKET ST |  | 15 | ISSUED | 2016-11-03
E201611231283 | 2016-11-23 | REWIRE HOUSE 200A PANEL 20 LIGHTS 10 SWITCHES 20 RECEPTACLES 3 FAN 1 DISHWASHER 1 GARBAGE DISPOSAL 1 MICROWAVE 4 SMOKE DETECTORS 3 METERS. | FATIMA ELECTRIC | R | 3564 | 69 | 48 | POND ST |  |  | ISSUED | 2016-11-23
EW201611081713 | 2016-11-08 | INSTALL EXIT SIGNS; RELOCATE 2 PLUGS | DOWLING ELECTRIC | C | 504 | 002G | 2827 | FRANKLIN ST | 0 | 0 | ISSUED | 2016-11-08
E201611211208 | 2016-11-21 | UNIT # 9 -REMODEL KITCHEN AND BATHROOM 7 LIGHTS 5 SWITCHES 12 RECEPTACLES 1 FAN 1 DISHWASHER 1 GARBAGE DISPOSAL 1 RANGE 2 SMOKE DETECTORS. | J C TAN CONSTRUCTION | R | 253 | 12 | 1060 | PINE ST |  | UNIT 9 | ISSUED | 2016-11-21
E201611151096 | 2016-11-15 | KITCHEN AND BATH REMODEL ADD SUBPANEL 7 LIGHTS 5 SWITCHES 14 RECEPTACLES 1 FAN 1 DISHWASHER 1 GARBAGE DISPOSAL 1 RANGE 2 SMOKE DETECTORS. | J C TAN CONSTRUCTION | R | 256 | 1 | 655 | STOCKTON ST |  | UNIT 206 | ISSUED | 2016-11-15
E20161104900 | 2016-11-04 | INSTALL 400AMP SERVICE. | C & C GENERAL ENGINEERING INC. | R | 846 | 18 | 776 | HAIGHT ST |  |  | ISSUED | 2016-11-04
E201611141048 | 2016-11-14 | REWIRE ENTIRE UNIT. INSTALL SUBPANEL NEW LIGHTS PLUGS SWITCHES. | J C CONSTRUCTION CO | R | 6473 | 30 | 7 | OLIVER ST |  |  | ISSUED | 2016-11-14
EW201611171916 | 2016-11-17 | FIRE ALARM SYSTEM ADD-ON FOR ELEVATOR RECALL WITH LIFE SAFETY WITNESS TEST | SAN FRANCISCO FIRE PROTECTION | R | 744 | 12 | 951 | EDDY ST | 0 | 0 | COMPLETE | 2016-11-28
E201611291331 | 2016-11-29 | RENOVATE (E) BATHROOM; 3 LIGHTS 1 CIRCUIT 2 SWITCHES 3 RECEPTACLES 1 FAN | HAMMERHOUSE CONSTRUCTION | R | 3538 | 141 | 63 | WALTER ST |  |  | ISSUED | 2016-11-29
E20161103856 | 2016-11-03 | INSTALL (2) LIGHT POLES AND 1 RECEPTACLE FOR IRRIGATION CONTROLLER. | RANIS CONSTRUCTION & ELECTRIC INC. | C | 4154 | 1 | 1001 | POTRERO AV |  |  | ISSUED | 2016-11-03
EW201611282040 | 2016-11-28 | INSTALL POWER MONITORS | RODNEY E FITE INC. | C | 3745 | 272 | 301 | MAIN ST |  | 1 | COMPLETE | 2016-12-05
EW201611011588 | 2016-11-01 | INSTALL NEW 200AMP MAIN PANEL WITH 2 SUB PANELS PGE UNDERGROUND. | ZEDIKER ELECTRIC | R | 5616 | 22 | 175 | COLERIDGE ST |  | 1 | COMPLETE | 2016-11-08
EW201611011564 | 2016-11-01 | COMPLY WITH CONDO 3R REPORT # CC-7900. INSTALL NEW 200AMP OVERHEAD SERVICE WITH NEW COMMON AREA METER AND PANEL | AW ELECTRICAL INC | R | 3582 | 5 | 430 | NOE ST |  | 1 | ISSUED | 2016-11-01
EW201611292073 | 2016-11-29 | REPLACE METER SOCKET | RAKE ELECTRIC | R | 1873 | 032A | 1510 | 28TH AV |  | 1 | COMPLETE | 2016-12-06
E201611281305 | 2016-11-28 | REMODEL GARAGE ENTRY LIVING ROOM DINING ROOM KITCHEN LAUNDRY 2 BEDROOMS 1 BATHROOM POWDER ROOM 47 LTS 27 SWITCHES 50 RECEPTS 1 GAR DISP 4 SMOKE DETECTS 2 FANS 1 DISHWASHERS 125 AMP SERVICE | ANDY ELECTRIC SERVICES | R | 1653 | 32 | 770 | 11TH AV |  |  | ISSUED | 2016-11-28
EW201611081707 | 2016-11-08 | LEGALIZE GROUND FLOOR ROOMS | VALUE ELECTRICAL CONSTRUCTION | R | 2176 | 19 | 2175 | 41ST AV |  | 1 | ISSUED | 2016-11-08
EW201611011561 | 2016-11-01 | 200 AMPS SERVICE UPGRADE BRANCH CIRCUITS AND OUTLETS IN BEDROOMS LIV.ROOM DINNING ROOM | ELECTRO INTEGRITY | R | 2376 | 3 | 2311 | 47TH AV |  | 1 | ISSUED | 2016-11-01
E201611101007 | 2016-11-10 | SOLAR: INSTALL 18 ROOF MOUNTED PV MODS 345W/MOD 6.210KW TOTAL RATING. PLAN 1074. | LUMINALT ENERGY CORPORATION | R | 993 | 4 | 3708 | CLAY ST |  |  | COMPLETE | 2016-12-12
E201611161123 | 2016-11-16 | KITCHEN & BATHROOM BASIC REWIRE. | OHMS ELECTRIC (SEE NOTE:) | R | 926 | 75 | 2466 | FRANCISCO ST | 105 |  | ISSUED | 2016-11-16
EW201611071700 | 2016-11-07 | UPGRADE ELECTRIC THROUGHOUT HOUSE INCLUDING NEW ADDITION. NEW LIGHTING THROUGHOUT. | BRENDAN MOLONY ELECTRIC | R | 6536 | 19 | 3976 | 25TH ST |  | 3 | ISSUED | 2016-11-07
EW201611021607 | 2016-11-02 | MASTER BATHROOM REMODEL; RELOCATE SOME LIGHTS FOR NEW LAYOUT IN MASTER BEDROOM/ CLOSET | KEVIN REILLY ELECTRIC | R | 3602 | 133 | 4184 | 20TH ST |  | 1 | ISSUED | 2016-11-02
E201611141044 | 2016-11-14 | INSTALL ELECTRICAL FOR RESIDENTIAL ELEVATOR. | MCKINLEY ELEVATOR CORP | R | 584 | 4 | 2602 | PACIFIC AV |  |  | ISSUED | 2016-11-14
EW201611051682 | 2016-11-05 | INSTALL (11) ROOF MOUNTED SOLAR PANELS. (3.465KW) INSTALL NEW SUB-PANEL. (125A) - 11 ROOF-MOUNTED SOLAR PV MODULES 315 WATTS PER MODULE 1 INTERACTIVE INVERTER TOTAL NO. OF RATING 3 KW. | SOLARCITY CORPORATION | R | 2121A | 39 | 1950 | 14TH AV |  | 2 | ISSUED | 2016-11-05
EW201611111831 | 2016-11-11 | INSTALL (9) ROOF MOUNTED SOLAR PANELS. (2.34 KW) - 9 ROOF-MOUNTED SOLAR PV MODULES 260 WATTS PER MODULE 1 INTERACTIVE INVERTER TOTAL NO. OF RATING 3 KW. | SOLARCITY CORPORATION | R | 7015 | 17 | 19 | MIRAMAR AV |  | 2 | ISSUED | 2016-11-11
E201611291362 | 2016-11-29 | REMODEL KITCHEN BRING UP TO CODE 4 LTS 2 SWITCHES 8 RECEPTS 1 GAR DISP 1 MICRO 1 RANGES 1 FANS 1 DISHWASHERS | DOUBLE WOODS CONSTRUCTION | R | 6987 | 023A | 114 | ASHTON AV |  |  | ISSUED | 2016-11-29
EW201611141864 | 2016-11-14 | SMALL KITCHEN REMODEL | 1ST CLASS ELECTRIC | R | 688 | 49 | 1450 | POST ST | 208 | 2 | ISSUED | 2016-11-14
EW201611211960 | 2016-11-21 | KITCHEN BACK SPLASH REMODEL | BRILLIANT HOMES INC | R | 6548 | 43 | 218 | CLIPPER ST |  | 218 | ISSUED | 2016-11-21
EW201611282035 | 2016-11-28 | BEDROOM BATHROOM INSTALL LIGHTS AND PLUGS | HOGUE ELECTRIC | R | 4068 | 11 | 1632 | 20TH ST |  | 1 | ISSUED | 2016-11-28
E201611151103 | 2016-11-15 | FINAL FOR ALL WORK COMPLETED UNDER PERMIT E201006097979. | JJ O'SULLIVAN ELECTRIC | R | 2638 | 5 | 465 | CRESTMONT DR |  |  | COMPLETE | 2016-11-21
E201611231292 | 2016-11-23 | APT 203: TO OBTAIN A FINAL INSPECTION FOR WORK APPROVED UNDER PREVOUS PERMIT E201601194233. | EUROPEAN HOMECRAFT INC | R | 2717 | 57 | 10 | GLENDALE ST |  |  | ISSUED | 2016-11-23
EW201611221982 | 2016-11-22 | ADD 2 STROBES AND RELOCATE EXISTING STROBE. NOT EXACT SCOPE OF WORK BUT PRETTY CLOSE. | PAUL IRIBARREN ELECTRIC | C | 324 | 2 | 345 | TAYLOR ST |  | 1 | CANCELLED | 2016-12-09
EW201611041657 | 2016-11-04 | INSTALLATION OF NUMBER 264 WORKSTATIONS¿ | ALL MODULAR SYSTEMS INC. | C | 3751 | 105 | 795A | FOLSOM ST |  | 4 | ISSUED | 2016-11-04
EW201611141863 | 2016-11-14 | INSTALLATION OF 42 MODULAR WORKSTATIONS | ALL MODULAR SYSTEMS INC. | C | 3774 | 8 | 333 | BRYANT ST |  | 2 | ISSUED | 2016-11-14
E201611231277 | 2016-11-23 | KITCHEN AND BATHROOM REMODEL 10 LIGHTS 5 SWITCHES 5 RECEPTACLES. | EAST BAY ELECTRIC INC | R | 0440A | 21 | 1826 | BEACH ST |  |  | ISSUED | 2016-11-23
E20161102847 | 2016-11-02 | TO OBTAIN FINAL INSPECTION IN REF TO BPA# 201610241054 | BARNUM BUILDING AND DESIGN | R | 5705 | 23 | 455 | ANDERSON ST |  | 1/F | ISSUED | 2016-11-02
EW201611141854 | 2016-11-14 | INSTALLATION OF HVAC CONTROLS | TRINITY E M C S INC. | R | 231 | 23 | 2 | EMBARCADERO CENTER * |  | 2220 | COMPLETE | 2016-12-05
EW201611141860 | 2016-11-14 | INSTALLATION OF HVAC CONTROLS | TRINITY E M C S INC. | R | 231 | 23 | 2 | EMBARCADERO CENTER * |  | 21 | COMPLETE | 2016-12-12
EW201611232011 | 2016-11-23 | SOLAR: INSTALL 14 ROOF MOUNTED SOLAR PV MODULES 14 INVERTES 290 W/MOD 14 INTERACTIVE INVERTERS AT 250 TOTAL RATING OF 4.0 KW - 14 ROOF-MOUNTED SOLAR PV MODULES 290 WATTS PER MODULE 14 INTERACTIVE INVERTER TOTAL NO. OF RATING 4 KW. | Y MIKUMO CO. | R | 7163 | 40 | 146 | GOETHE ST |  | 146 | ISSUED | 2016-11-23
EW201611031631 | 2016-11-03 | CC-8080 REPORT FIX VIOLATIONS | RONAN MC CONNELL ELECTRIC | R | 3544 | 50 | 1976 | 15TH ST |  | 1 | ISSUED | 2016-11-03
E20161102844 | 2016-11-02 | SOLAR: INSTALL 344 ROOF MOUNTED PV MODS 327W/MOD 112.49KW TOTAL RATING. PLAN 954. | VISTA SOLAR INC. | C | 3510 | 49 | 1475 | MISSION ST |  |  | ISSUED | 2016-11-02
EW201611041652 | 2016-11-04 | NEW 200 AMP SERVICE 5 METER | PAURIC ELECTRIC | R | 821 | 14 | 762 | FELL ST | 0 | 1 | COMPLETE | 2016-11-07
EW201611282026 | 2016-11-28 | RELOCATING LIGHT FIXTURE IN BATHROOM | HAYDEN ELECTRIC | C | 5235 | 12 | 3801 | 03RD ST |  | 12 | COMPLETE | 2016-12-12
E20161103853 | 2016-11-03 | INSTALL (1) DISHWASHER | M L S BUILDER INC | R | 6570 | 2 | 3359 | 26TH ST |  |  | COMPLETE | 2016-11-07
EW201611292075 | 2016-11-29 | INSTALL 100AMP SERVICE | S W E ASSOCIATES INC | R | 2142 | 019A | 2050 | 23RD AV |  | 1 | ISSUED | 2016-11-29
E20161110995 | 2016-11-10 | FULL REWIRE ON 1ST FLOOR. KITCHEN AND BATH REMODEL UPSTAIRS REMOVE ALL NOB AND TUBE NEW SUB-PANEL AND UFER. | POLR ELECTRIC | R | 3588 | 049G | 63 | LINDA ST |  |  | ISSUED | 2016-11-10
E20161104878 | 2016-11-04 | INSTALL A PARKING LIFT IN A RESIDENCE & INSTA LL 1 - 240 VAC DISCONNECT | KANNARR ELEVATOR & CONSTRUCTION INC. | R | 6556 | 15 | 4352 | 26TH ST |  |  | COMPLETE | 2016-11-22
E201611211227 | 2016-11-21 | 3 CAN LIGHTS | MOMENTUM BUILDERS S F | R | 547 | 28 | 1438 | GREEN ST | 2 | 2ND FLR | ISSUED | 2016-11-21
EW201611141866 | 2016-11-14 | INSTALL POWER TO DEDICATED AV EQUIPMENT INSTALL POWER AND DATA TO TV LOCATIONS INSTALL LED CAN LIGHTS IN LIVING DINING MASTER BED BED 1. INSTALL SPEAKER LOCATIONS IN KITCHEN LIVING DINING ROOMS. | LLOYD ELECTRIC | R | 0097C | 7 | 1100 | UNION ST | 500 | 5 | ISSUED | 2016-11-14
EW201611161910 | 2016-11-16 | LOW VOLTAGE WIRELESS | HORIZON COMMUNICATIONS TECH INC | R | 3723 | 1 | 789 | MISSION ST |  | 1 | ISSUED | 2016-11-16
EW201611021608 | 2016-11-02 | REPLACE ELECTRICAL 100 SUB-PANEL AT UNIT AT B103 | GREEN TECH ELECTRIC SOLUTIONS | C | 1737 | 9 | 1201 | FUNSTON AV | 0 | 103 | ISSUED | 2016-11-02
EW201611101800 | 2016-11-10 | REPLACE ELECTRICAL 100AMP SUB-PANEL AT UNIT B306 | GREEN TECH ELECTRIC SOLUTIONS | C | 1737 | 9 | 1201 | FUNSTON AV | 0 | 306 | ISSUED | 2016-11-10
EW201611121836 | 2016-11-12 | NEW SUB PANEL IN UNIT REWIRE 2 BED 1 BATH KITCHEN LIVING ROOM | A R D MAC ELECTRIC | R | 3638 | 41 | 842 | SHOTWELL ST |  | 3 | ISSUED | 2016-11-12
E201611171137 | 2016-11-17 | KITCHEN REMODEL AND BATHROOM LIGHTS SWITCHES RECEPTACLES | TIM LAWLOR CONSTRUCTION | R | 6561 | 33 | 4317 | 26TH ST |  |  | ISSUED | 2016-11-17
E201611281318 | 2016-11-28 | ALL NEW ELECTRICAL FOR COMMERCIAL AREA. | YING'S ELECTRICIAN CORPORATION | C | 5457 | 37 | 2875 | SAN BRUNO AV |  |  | COMPLETE | 2016-11-28
E201611151085 | 2016-11-15 | REWIRE GARAGE 1ST FLOOR AND PART OF 2ND FLOOR; UFER GROUND 200A SERVICE UPGRADE 60 LIGHTS 25 SWITCHES 48 RECEPTACLES 3 FAN 1 DISHWASHER 1 GARBAGE DISPOSAL 1 MICROWAVE 10 SMOKE DETECTORS. | ECO ELECTRIC INC | R | 976 | 15 | 2970 | JACKSON ST |  |  | ISSUED | 2016-11-15
E201611211214 | 2016-11-21 | ADDITION OF 3 NEW OUTLETS 1 CIRCUIT 1 SWITCH AND 1 LIGHT IN STORAGE ROOM | SAMCO CONSTRUCTION INC | R | 5941 | 015D | 275 | GAMBIER ST |  |  | COMPLETE | 2016-12-05
E201611211225 | 2016-11-21 | ADD 512 SF 2ND FOOR REMODEL KITCHEN & NEW BATHROOM. NEW MECHANICAL PLUMBING & ELECTRICAL FOUNDATION REPLACEMENT. INSTALL 12 LIGHTS 15 SWITCHES 14 RECEPTACLES 3 FANS 1 DISHWASHER 1 GARBAGE DISPOSAL 1 MICROWAVE 1 RANGE 5 SMOKE DETECTORS. | GEE CONSTRUCTION CO INC | R | 5538 | 31 | 126 | MULLEN AV |  | 1/F 2/F | ISSUED | 2016-11-21
E201611101027 | 2016-11-10 | INSTALL UFER GROUND | ROBERT RENNER | R | 1237 | 11 | 926 | HAIGHT ST |  |  | ISSUED | 2016-11-10
E201611141079 | 2016-11-14 | REWIRE (2) BATHROOMS KITCHEN AND LAUNDRY. | S O D BUILDERS INC | R | 2126 | 009A | 460 | PACHECO ST |  |  | ISSUED | 2016-11-14
E201611281326 | 2016-11-28 | BATH REMODEL LOFT. TUB SHOWER VANITY 1 LIGHT 3 SWITCHES 2-3 PLUGS | STRONG TOWER CONSTRUCTION | R | 3749 | 103 | 346 | 01ST ST | 104 | 1 | ISSUED | 2016-11-28
EW201611031623 | 2016-11-03 | INSTALL NEW MAIN SERVICE | HILLMAN ELECTRIC CORP | C | 148 | 2 | 1441 | POWELL ST |  | 1 | ISSUED | 2016-11-03
E201611101024 | 2016-11-10 | 1-20 AMP GFCI CIRCUIT | SAFE STEP WALK-IN TUBS INC. | R | 6653 | 014B | 1788 | SANCHEZ ST |  |  | ISSUED | 2016-11-10
EW201611232003 | 2016-11-23 | INSTALLATION AND TERMINATION OF 27 DATA JACKS WITH 2 CAT5 WIRES PER WALL PLATE | AUDIO VIDEO EVOLUTION | C | 260 | 6 | 332 | PINE ST | 0 | 3 | ISSUED | 2016-11-23
E201611221265 | 2016-11-22 | REWIRE HOUSE 125A SERVICE UPGRADE 50 LIGHTS 30 SWITCHES 50 RECEPTACLES 2 FAN 1 DISHWASHER 1 GARBAGE DISPOSAL 1 RANGE 5 SMOKE DETECTORS. | K F L ELECTRIC | R | 1879 | 001H | 1535 | 33RD AV |  |  | ISSUED | 2016-11-22
E20161104908 | 2016-11-04 | REWIRE UNIT 200A SERVICE UPGRADE 5 LIGHTS 13 SWITCHES 30 RECEPTACLES 1 FAN 4 SMOKE DETECTORS 1 CO DETECTOR. | M & M CONSTRUCTION & HOME DESIGN | R | 1660 | 21 | 4126 | FULTON ST |  |  | ISSUED | 2016-11-04
E20161102841 | 2016-11-02 | UNIT 307 ELECTRICAL REWIRE FOR FIRE DAMAGE 11 LIGHTS 8 SWITCHES 13 RECE574638PTACLES 1 FAN 1 DISHWASHER 1 GARBAGE DISPOSAL 1 RANGE. | WONACOTT CONSTRUCTION SERVICES | R | 2752 | 27 | 4249 | 20TH ST |  | UNIT 307 | ISSUED | 2016-11-02
E20161103874 | 2016-11-03 | REWIRE KITCHEN 6 LIGHTS 2 SWITCHES 10 RECEPTACLES 1 FAN 1 DISHWASHER 1 GARBAGE DISPOSAL 1 MICROWAVE 1 RANGE. | SUPERB BUILDERS INC | R | 1020 | 64 | 3320 | CALIFORNIA ST | 4 | 2ND FLOOR | ISSUED | 2016-11-03
E20161107937 | 2016-11-07 | STIE UM 128 STREETLIGHT POSE ADJACENT TO 1175 FRANCISCO ST. INSTALLATION OF 3RD PARTY COMMUNICATION EQUIPMENT ON PG&E POLE. INSTALLED EQUIPMENT: ELECTRICAL METER DISCONNECT BOX RADIOS ANTENNA | PINNACLE POWER SERVICES INC | R | 9999 | 999 | 999 | UNKNOWN * |  |  | COMPLETE | 2016-11-30
E20161107952 | 2016-11-07 | SITE UM 186 STREETLIGHT POLE ADJACENT TO 400 BROADWAY (MONTGOMERY ST FRONTAGE). INSTALLATION OF 3RD PARTY COMMUNICATION EQUIPMENT ON PG&E POLE. INSTALLED EQUIPMENT: ELECTRICAL METER DISCONNECT BOX RADIOS ANTENNA | PINNACLE POWER SERVICES INC | R | 9999 | 999 | 999 | UNKNOWN * |  |  | COMPLETE | 2016-11-30
E20161107941 | 2016-11-07 | SITE UM 215 STREETLIGHT POLE ADJACENT TO 1819 POLK ST. INSTALLATION OF 3RD PARTY COMMUNICATION EQUIPMENT ON PG&E POLE. INSTALLED EQUIPMENT: ELECTRICAL METER DISCONNECT BOX RADIOS ANTENNA | PINNACLE POWER SERVICES INC | R | 9999 | 999 | 999 | UNKNOWN * |  |  | COMPLETE | 2016-11-30
E20161101806 | 2016-11-01 | UFER GROUND | COASTWIDE ELECTRIC | R | 1069 | 51 | 23 | WOOD ST |  |  | ISSUED | 2016-11-01
E20161104898 | 2016-11-04 | KITCHEN & BATHROOM REMODEL REPLACE OLD PLUGS AND OUTLETS NEW LIGHTING. 5 LIGHTS 2 SWITCHES 3 RECEPTACLES. | WU CONSTRUCTION | R | 1795 | 18 | 1386 | 41ST AV |  | 2/F | ISSUED | 2016-11-04
E201611181193 | 2016-11-18 | INSTALL NEW ELECTRICAL 30 LIGHTS 14 SWITCHES 25 RECEPTACLES 200A SUBPANEL. | VEGA ELECTRIC INC | R | 4217 | 16 | 1285 | RHODE ISLAND ST |  | UNIT B | ISSUED | 2016-11-18
E20161102831 | 2016-11-02 | BATHROOM & KITCHEN RMEODEL | BASELINE CONSTRUCTION | R | 4208 | 12 | 2554 | BRYANT ST |  |  | ISSUED | 2016-11-02
E20161107953 | 2016-11-07 | REMODEL KITCHEN. 1 DISHWASHER GARBAGE DISPOSAL AND MICROWAVE. 5 CIRCUITS 8 LIGHTS 3 SWITCHES AND 10 RECEPT'S. |  | R | 2304 | 23 | 3527 | RIVERA ST |  |  | ISSUED | 2016-11-07
E201611281295 | 2016-11-28 | CONCRETE ENCASE ELECTRODE |  | R | 1809 | 024A | 1434 | 45TH AV |  |  | ISSUED | 2016-11-28