## issued_permits
PERMIT NUMBER | APPLICATION_CREATION_DATE | DESCRIPTION | CONTRACTOR COMPANY | OCC | BLOCK | LOT | STNO | STREET | UNIT | FLOOR | CURRENT STAGE | CURRENT STAGE DATE
E201409022430 | 2014-09-02 | NEW CIRCUIT FOR SUMP PUMP; 1 RECEPTACLE | WARD CONSTRUCTION INC | R | 5092 | 1 | 336 | LATHROP AV |  |  | COMPLETE | 2014-09-22
E201409022435 | 2014-09-02 | 2ND FL BATH. 1 LIGHT 1 SWITCH 1 FAN | LEUNG'S CONSTRUCTION CORP. | R | 3596 | 61 | 255 | LEXINGTON ST |  | 2 | ISSUED | 2014-09-02
E201409022420 | 2014-09-02 | UNIT #2: REMODEL BATHROOM & POWDER ROOM. INSTALL 2 LIGHTS 4 SWITCHES 2 RECEPTACLES AND 2 FANS. | DARREN LEE | R | 1100 | 102 | 1365 | SCOTT ST | 2 | 2/F | ISSUED | 2014-09-02
E201409022423 | 2014-09-02 | INSTALL 24 ROOF MOUNTED SOLAR PV MODULES 255 WATTS PER MODULE INSTALL 1 INTERACTIVE INVERTER 5000 POWER RATINGS AT 6.1 KW | SOLARCITY CORPORATION | R | 6490 | 38 | 30 | ROEMER WY |  |  | COMPLETE | 2014-09-26
E201409022445 | 2014-09-02 | REWIRE EXISTING KITCHEN - 5 RECEPTACLES FAN DISHWASHER GARBAGE DISPOSAL | NEW STATE CONSTRUCTION INC | R | 6731 | 36 | 275 | SUSSEX ST |  |  | ISSUED | 2014-09-02
E201409022436 | 2014-09-02 | CONVERT GARAGE SPACE INTO HABITABLE SPACE RELOCATE KITCHEN 20 LIGHTS 20 SWITCHES 35 RECEPTACLES DISHWASHER MIRCOWAVE RANGE 7 SMOKE DETECTORS | J C P CONSTRUCTION INC | R | 6969 | 005B | 831 | GENEVA AV |  |  | ISSUED | 2014-09-02
E201409022437 | 2014-09-02 | REPLACE 400A DISCONNECT AND 9 METER BOXES. | J L ELECTRIC | R | 1794 | 43 | 3855 | IRVING ST |  | 1ST FLOOR | COMPLETE | 2014-09-10
E201409022448 | 2014-09-02 | FLOORS 9 12 15 18: (4 VFD'S) | WEST COAST ELECTRIC SERVICE COMPANY INC | C | 3713 | 7 | 1 | MARKET ST |  |  | ISSUED | 2014-09-02
E201409022453 | 2014-09-02 | RESIDENTIAL SOLAR PERMIT: INSTALL 21 ROOF-MOUNTED SOLAR PV MODULES 250 WATTS PER MODULE INSTALL 2 INTERACTIVE INVERTERS 5000 POWER RATING EACH. TOTAL NO. OF KW IS 5.25 | SUNGEVITY INC | R | 6490 | 32 | 10 | ROEMER WY |  | ROOF | ISSUED | 2014-09-02
E201409022432 | 2014-09-02 | INSTALL 27 ROOF MOUNTED SOLAR PV MODULES 300 WATTS PER MODULE INSTALL 2 INTERACTIVE INVERTERS 3.5 KW 8.1 KW | SOLARCRAFT SERVICES INC. | R | 595 | 13 | 1645 | PACIFIC AV |  |  | ISSUED | 2014-09-02
E201409022439 | 2014-09-02 | #509. REMODEL KITCHEN AND BATHROOM. INSTALL NEW SUBPANEL INSTALL NEW OUTLETS AND LIGHTS. 5 LIGHTS 5 SWITCHES 15 RECEPTACLES 1 DISHWASHER 1 MICROWAVE. | MASHAL BUILDERS & CONTRACTORS INC | R | 247 | 1 | 1155 | JONES ST |  | 5/F | ISSUED | 2014-09-02
E201409022419 | 2014-09-02 | 3RD FLOOR HALLWAY - REPLACE OLD "NON UL" LISTED FPE SUB-PANEL (100 AMP) | WESTERN ENTERPRISES | C | 3726 | 9 | 170 | 06TH ST |  |  | ISSUED | 2014-09-02
E201409022443 | 2014-09-02 | 20 NEW OUTLETS - LIVING DINING BEDROOM & HALLWAY = 10 LIGHTS; LIVING ROOM AND DNING ROOM - 8 PLUGS | B V ELECTRIC | R | 4035 | 12 | 374 | CONNECTICUT ST |  |  | ISSUED | 2014-09-02
E201409022441 | 2014-09-02 | NEW METER (MAIN 100 AMP) | B V ELECTRIC | R | 2956A | 2 | 585 | ROCKDALE DR |  |  | COMPLETE | 2014-09-05
E201409022446 | 2014-09-02 | 2109 "A" BRODERICK - BRING ELECTRICAL UP TO CODE NEW 400 AMP SERVICE - 20 LIGHTS 20 SWITHCES RECEPTACLE FAN DISHWASHER GARBAGE DISPOSAL MICROWAVE RANGE SMOKE DETECTOR | O'SULLIVAN CONSTRUCTION | R | 1006 | 6 | 2109 | BRODERICK ST |  |  | ISSUED | 2014-09-02
E201409022425 | 2014-09-02 | FIRST FLOOR BATHROOM REMODEL 5 LIGHTS 3 SWITCHES 1 RECEPTACLE 1 FAN 1 CIRCUIT | P H CONSTRUCTION AND PAINTING | R | 3063 | 45 | 131 | MELROSE AV |  |  | ISSUED | 2014-09-02
E201409022421 | 2014-09-02 | RELOCATE KITCHEN REMODEL BATH: 5 LIGHTS 3 SWITCHES 8 PLUGS 1 FAN 3 SMOKE DET | ANDES GENERAL CONSTRUCTION | R | 574 | 1 | 2055 | POLK ST |  |  | ISSUED | 2014-09-02
E201409022440 | 2014-09-02 | #503. REMODEL KITCHEN AND BATHROOM. INSTALL NEW SUBPANEL INSTALL NEW OUTLETS AND LIGHTS. 5 LIGHTS 5 SWITCHES 15 RECEPTACLES 1 FAN 1 DISHWASHER 1 MICROWAVE 1 SMOKE DETECTOR | MASHAL BUILDERS & CONTRACTORS INC | R | 247 | 1 | 1155 | JONES ST |  | 5/F | ISSUED | 2014-09-02
E201409022452 | 2014-09-02 | DISCONNECT/RECONNECT OF 5 PACKAGE UNITS. OK TO ISSUE PER TAKASUKA | LEGACY MECHANICAL CORP | C | 766 | 13 | 180 | REDWOOD ST | 0 |  | ISSUED | 2014-09-02
E201409022450 | 2014-09-02 | REMOVE ILLEGAL KITCHEN: PULL WIRE OUT. | HOUSING CONSTRUCTION INC. | R | 7135 | 22 | 212 | HEAD ST |  |  | COMPLETE | 2014-09-17
E201409022428 | 2014-09-02 | ADDRESS CORRECTION FOR E201402117242 | J C C | R | 3617 | 107 | 17 | HILL ST |  |  | COMPLETE | 2014-09-05
E201409022426 | 2014-09-02 | ELECTRICAL WORK FOR ENTIRE BUILDING - 50 LIGHTS 80 SWITCHES 200 RECEPTACLES 4 FANS 2 DISHWASHERS 2 GARBAGE DISPOSALS 2 MICROWAVES 2 RANGES | I E GENERAL CONST INC | C | 3532 | 35 | 225 | VALENCIA ST |  |  | ISSUED | 2014-09-02
E201409022438 | 2014-09-02 | KITCHEN BATHROOM AND LAUNDRY REMODEL - 3 LIGHTS 4 SWITHCES 20 RECEPTACLES FAN MICROWAVE | RAINBOW CHOY HUNG & CO | R | 3569 | 016A | 2096 | MISSION ST |  |  | ISSUED | 2014-09-02
E201409022444 | 2014-09-02 | REWIRE EXUSTING BATHROOM - 2 LIGHTS 2 SWITCHES RECEPTACLE FAN | NEW STATE CONSTRUCTION INC | R | 6731 | 36 | 273 | SUSSEX ST |  |  | ISSUED | 2014-09-02
E201409022424 | 2014-09-02 | )REMOVE AND REPAIR WIRING AS NEEDED TO COMPLY WITH COMPLAINT201487141 (1 INSPECTION ONLY PER CONTRACTOR) | YICK ELECTRIC CO INC | R | 3189 | 4 | 14 | SOUTHWOOD DR |  |  | COMPLETE | 2014-09-29
E201409022422 | 2014-09-02 | BASEMENT: REPLACE ELECTRIC REGULAR PLUG FOR GROUND FAULT PLUG BY THE SINK | UMANZOR CONSTRUCTION INC. | R | 6078 | 16 | 474 | NAPLES ST |  |  | ISSUED | 2014-09-02
E201409022442 | 2014-09-02 | CONVERT GARAGE INTO HABITABLE SPACE RELOCATE KITCHEN. 20 LIGHTS 2O SWITCHES 35 PLUGS 1 DW 1 MW 1 RANGE 7 SMOKE DETECTOR | J C P CONSTRUCTION INC | R | 6969 | 005B | 831 | GENEVA AV |  | 12 | ISSUED | 2014-09-02
E201409022447 | 2014-09-02 | B2 (8 VFD'S) | WEST COAST ELECTRIC SERVICE COMPANY INC | C | 3713 | 7 | 1 | MARKET ST |  |  | ISSUED | 2014-09-02
E201409022431 | 2014-09-02 | RUN GROUNDED WIRE FOR BATHROOM | HOMETECH CONSTRUCTION | R | 5617 | 14 | 166 | WINFIELD ST |  |  | ISSUED | 2014-09-02
E201409022433 | 2014-09-02 | REPLACE (E) KITCHEN CABINETS INSTALL NEW 3 PLUGS & 5 ADDITIONAL PLUGS TO CODE. | K S Y C CONSTRUCTION | R | 1381 | 22 | 174 | 22ND AV |  |  | ISSUED | 2014-09-02
E201409022427 | 2014-09-02 | BATHROOM REMODEL - 4 LIGHTS 4 RECEPTACLES 2 SWITCHES 1 FAN | IDEAL CARPENTRY** SEE CONTRACTOR'S NOTE* | R | 778 | 10 | 1060 | FULTON ST |  |  | ISSUED | 2014-09-02
E201409022451 | 2014-09-02 | RESIDENTIAL SOLAR PERMIT: INSTALL 21 ROOF-MOUNTED SOLAR PV MODULES 250 WATTS PER MODULE INSTALL 1 INTERACTIVE INVERTER 5000 POWER RATING EACH. TOTAL NO. OF RATING IS 5 KW. | SUNGEVITY INC | R | 2528 | 12 | 20 | CRESTLAKE DR |  |  | ISSUED | 2014-09-02
E201409022449 | 2014-09-02 | 43RD FLOOR: (2 VFD'S) | WEST COAST ELECTRIC SERVICE COMPANY INC | C | 3713 | 7 | 1 | MARKET ST |  |  | ISSUED | 2014-09-02
E201409022429 | 2014-09-02 | REPLACE MAIN ELECTRICAL PANEL |  | R | 3163 | 26 | 150 | EASTWOOD DR |  |  | COMPLETE | 2014-09-15
E201409032468 | 2014-09-03 | 3/F: TENANT IMPROVEMENT: 550 LIGHTS 66 SWITCHES 366 RECEPTACLES 3 NEW PANEL BOARDS 143 FIRE ALARM DEVICES. PM:CHARLES SIMMONS CEI JOB#14.4.13512.00 | CUPERTINO ELECTRIC INC. | C | 3780 | 6 | 888 | BRANNAN ST |  |  | ISSUED | 2014-09-03
E201409032492 | 2014-09-03 | BASEMENT RESTROOM: ELECTRICAL: NEW LIGHTING & LIFE SAFETY WORK #33877. | C B F INC | C | 3721 | 89 | 101 | 02ND ST |  |  | ISSUED | 2014-09-03
E201409032467 | 2014-09-03 | 1-INTERIOR SIGN "KIPLING" | GOLDEN GATE SIGN COMPANY INC. | C | 3705 | 42 | 865 | MARKET ST |  | SPACE 144 | ISSUED | 2014-09-03
EW20140903664 | 2014-09-03 | UFER GROUND FOR 200 AMP 3-WIRE NEW SERVICE...#4 BARE COPPER | AMPLEX ELECTRICAL INC | R | 6774 | 12 | 2V | FLOOD AV |  | 1 | ISSUED | 2014-09-03
E201409032455 | 2014-09-03 | WIRING HOURS 30 PLUGS 7 SWITCHES 5 LIGHTS. | AL J ELECTRIC COMPANY | R | 1897 | 10 | 1639 | 46TH AV |  |  | ISSUED | 2014-09-03
E201409032488 | 2014-09-03 | SOLAR: 15 ROOF MOUNTED SOLAR PV 255W/MOD 15 INTERACTIVE INVERTERS AT 215 POWER RATING 3.82KW TOTAL RATING. | SOLARWINDS ENERGY | R | 7525 | 9 | 133 | BERKELEY WY |  |  | ISSUED | 2014-09-03
EW20140903481 | 2014-09-03 | METRO JOB #56890 - 23RD FLOOR - (2) 100 AMP PANELBOARDS (360) LIGHTS (40) SWITCHES (125) RECEPTACLES | METROPOLITAN ELECTRIC | C | 3708 | 95 | 560 | MISSION ST |  | 23 | ISSUED | 2014-09-03
E201409032478 | 2014-09-03 | TO COMPLY WITH NOV201209622: REMOVE (E) STOVE LEGALIZE (E) BATHROOM & BEDROOM. (N) WIRING OUITLETS (10) 6 SWITCHES NEW BATHROOM FAN/LIGHT NEW 60AMP SUBPANEL. | E.J. BUILDERS | R | 6326 | 1 | 2 | CIELITO DR |  |  | ISSUED | 2014-09-03
EW20140903483 | 2014-09-03 | INSTALL ELECTRICAL COMPONENTS FOR MODULAR FURNITURE - (34) STATIONS | BAY AREA INSTALLATIONSIN | C | 260 | 15 | 465 | CALIFORNIA ST |  | 10 | ISSUED | 2014-09-03
E201409032503 | 2014-09-03 | INSTALLATIONG OF TEMP; P;OWER FOR AMERICVAN' SOCIETY FOR RADIATION SEPT 9-18 2014 SHOW JOB # 24600149. | GES/TSE ELECTRICAL SVRC | C | 3734 | 91 | 747 | HOWARD ST |  |  | COMPLETE | 2014-09-04
E201409032501 | 2014-09-03 | INSTALL LIGHTS PLUGS SWITCHES AND PANEL. | LYNCH ELECTRIC & SONS INC. | C | 7295 | 21 | 3251 | 20TH AV |  |  | ISSUED | 2014-09-03
E201409032466 | 2014-09-03 | UNIT 103: INSTALL 2-220 LINES FOR LAUNDRY 3 PLUGS 1 SWITCH 1 LIGHT. | VETERANS ELECTRIC | R | 3785 | 32 | 175 | BLUXOME ST | 103 |  | ISSUED | 2014-09-03
EW20140903665 | 2014-09-03 | INSPECTION FOR ELEVATOR RECALL | J Y ELECTRICAL CONSTRUCTION CO INC | C | 3780 | 004E | 828 | BRANNAN ST |  | 1 | COMPLETE | 2014-09-04
EW20140903441 | 2014-09-03 | INSTALL 5 NEW RECEPTACLES IN NEW WALL | AMECA ELECTRIC & NETWORK | C | 7255 | 1 | 1597 | SLOAT BL |  | 0 | COMPLETE | 2014-10-02
E201409032472 | 2014-09-03 | CELL SITE MODIFICATION . | OVERLAND CONTRACTING INC | C | 2484 | 9 | 470 | WEST PORTAL AV | 0 |  | COMPLETE | 2014-09-09
E201409032473 | 2014-09-03 | UNIT 2: UPGRADE ELECTRICAL 2 LIGHTS 2 SWITCHES 6 RECEPTACLES 1 MICROWAVE 1 RANGE 1 SMOKE DETECTOR | DOUGLAS J BURROWS | R | 672 | 7 | 1460 | SUTTER ST |  |  | ISSUED | 2014-09-03
E201409032489 | 2014-09-03 | 11/F: ELECTRICAL CLOSET UPGRADE #33879. | C B F INC | C | 227 | 48 | 555 | MONTGOMERY ST | 0 |  | COMPLETE | 2014-09-08
E201409032483 | 2014-09-03 | KITCHEN REMODELK: 6 LIGHTS 3 SWITCHES 6 RECEPTACLES. | JAMES I FROST | R | 1692 | 108 | 855 | LA PLAYA * | 466 |  | ISSUED | 2014-09-03
E201409032486 | 2014-09-03 | FULL APARTMENT REMODEL INCLUDING SERVICE UPGRADE RECESSED LIGHTING NEW RECEPTACLES AND OUTLETS LIGHTS SWITCHES RECEPTACLES FANS DISHWASHER GARBAGE DISPOSAL MICROWAVE RANGE SMOKE DETECTORS | ARTISTIC LIGHTING & ELECTRIC | R | 3706 | 220 | 765 | MARKET ST | 34 |  | ISSUED | 2014-09-03
E201409032464 | 2014-09-03 | MAIN FLOOR LEVEL: LIVING ROM BATHROOM LAUNDRY ROOM HALLWAY DINING ROOM MASTER BEDROOM BEDROOM #2 REMODEL ELECTRICAL UPGRADES 50AMP SUBPANEL 7 CKTS 28 LIGHTS 15 SWITCHES 9 RECEPTACLES 1 BATHROOM 220V/30A DRYER. | BAJADA ELECTRIC | R | 1292 | 18 | 618 | BELVEDERE ST |  |  | ISSUED | 2014-09-03
EW20140903421 | 2014-09-03 | 41 STATIONS FOR MODULAR PARTITIONS ONLY | SERVICE WEST | C | 3702 | 44 | 1145 | MARKET ST |  | 5 | COMPLETE | 2014-09-19
EW20140903662 | 2014-09-03 | UPGRADE 100 AMP SERVICE | BROTHER COMPANY *** CHECK I.D. *** | R | 7001 | 34 | 150 | BEVERLY ST |  | 1 | COMPLETE | 2014-09-05
EW20140903521 | 2014-09-03 | UNIT REMODEL | A & E ELECTRICAL CO. INC. | R | 344 | 7 | 275 | TURK ST |  | 508 | ISSUED | 2014-09-03
EW20140903561 | 2014-09-03 | UNIT REMODEL | A & E ELECTRICAL CO. INC. | R | 344 | 7 | 275 | TURK ST |  | 4 | ISSUED | 2014-09-03
E201409032454 | 2014-09-03 | EMERGENCY REPLACEMENT OF FIRE ALARM PANEL INCLUDING 6 MONITOR MODULES FOR CONNECTION TO EXISTING FIRE ALARM DEVICES. WORK DONE UNDER 201401236865 | SIEMENS INDUSTRY INC. | C | 3927 | 4 | 2500 | 16TH ST |  | 1 | ISSUED | 2014-09-03
E201409032481 | 2014-09-03 | RELOCATE KITCHEN REMODEL BATHROOM: 10 PLUGS 5 SWITCHES 5 LIGHTS. | HEAVEN'S EARTH CO INC | R | 856 | 19 | 155 | HAIGHT ST |  | UNIUT 309 | ISSUED | 2014-09-03
EW20140903702 | 2014-09-03 | WIRE FOR THE NEW KITCHEN LOCATION (FIRST FLOOR) INCLUDING UNDER COUNTER LED LIGHTING AND INSTALLATION OF RECESSED LIGHTING THROUGHOUT THE FIRST FLOOR. | OLSON AND SON | R | 4152 | 32 | 1045 | YORK ST |  | 1 | ISSUED | 2014-09-03
EW20140903703 | 2014-09-03 | TENANT IMPROVEMENT COFFEE SHOP: ADD ONE SUBPANEL AND SIX DEDICATED CIRCUIT RECEPTACLES FOR SANDWICH STATION. | Q & Q ELECTRIC CO. INC | C | 74 | 47 | 805 | COLUMBUS AV |  | 1 | ISSUED | 2014-09-03
E201409032462 | 2014-09-03 | KITCHEN REMODEL - RECONNECT APPLIANCE - REPLACE LIKE FOR LIKE NO NEW WIRING. | CARDEA BLDG DBA DIMENSION DESIGN GROUP | R | 8706 | 278 | 207 | KING ST | 409 |  | COMPLETE | 2014-09-29
E201409032456 | 2014-09-03 | SOLAR: INSTALL 20 ROOF MOUNTED SOLAR PV MOUDULES 345W/MOD 1 INTERACTIVE 6000W POWER RATING EACH 6.0KW TOTAL RATING. | LUMINALT ENERGY CORPORATION | R | 3605 | 76 | 314 | LIBERTY ST |  |  | ISSUED | 2014-09-03
EW20140903484 | 2014-09-03 | INSTALLATION OF 41 MODULAR WORKSTATIONS | ALLMODULAR SYSTEMS INC. | C | 3783 | 9 | 650 | TOWNSEND ST |  | 3 | COMPLETE | 2014-09-25
EW20140903522 | 2014-09-03 | MATERIALS AND LABOR PROVIDED FOR STATION CABLING AND CABLE PATHWAYS. | CAL COAST TELECOM | C | 236 | 17 | 100 | CALIFORNIA ST |  | 9 | COMPLETE | 2014-09-26
E201409032491 | 2014-09-03 | GROUND FLOOR: LIFE SAFETY DEVICES FOR TENANT IMPROVEMENT. | C B F INC | C | 3738 | 12 | 215 | FREMONT ST |  |  | ISSUED | 2014-09-03
EW20140903461 | 2014-09-03 | INSTALL NEW ELECTRICAL DEVICES | CAPITOL ELECTRIC CONST | C | 3741 | 32 | 201 | SPEAR ST |  | 15 | COMPLETE | 2014-09-09
E201409032458 | 2014-09-03 | INSTALL A UFER GROUND. | CELTIC ELECTRIC | R | 4037 | 13 | 376 | TEXAS ST |  |  | ISSUED | 2014-09-03
EW20140903601 | 2014-09-03 | TEMPORARY POWER AND LIGHTING | JEPSEN ELECTRIC INC | C | 14 | 1 | 250 | BEACH ST |  | 3 | ISSUED | 2014-09-03
EW20140903661 | 2014-09-03 | MASTER BATH ROOM POWDER ROOM AND LAUNDRY ROOM REMODLE | A & K ELECTRIC | R | 1279 | 65 | 504 | BELVEDERE ST |  | 1 | ISSUED | 2014-09-03
E201409032498 | 2014-09-03 | #502: REMODEL KITCHEN AND BATHROOM . INSTALL 3 LIGHTS 3 SWITCHES 10 RECEPTACLES 1 DISHWASHER 1 MICROWAVE AND 1 SMOKE DETECTOR. | MASHAL BUILDERS & CONTRACTORS INC | R | 247 | 1 | 1155 | JONES ST |  | 5/F | ISSUED | 2014-09-03
EW20140903681 | 2014-09-03 | INSTALL 3 OUTDOOR OUTLETS AND 7 LOW VOLTAGE LIGHTS IN CONCRETE WALLS FOR BACK YARD | MEGA ELECTRIC | R | 3580 | 41 | 207 | DORLAND ST |  | 1 | ISSUED | 2014-09-03
E201409032479 | 2014-09-03 | ADD 3 RECESSED LIGHTING AND SWITCH (3) LIGHTS 2 SWITCHES. | HAO QIANG CONSTRUCTION | C | 227 | 36 | 652 | KEARNY ST |  | G/F | ISSUED | 2014-09-03
E201409032461 | 2014-09-03 | INSTALL 4 ADD'L LED RECESS LIGHTS RELOCATE PANEL NEW LOCATION 4'-6' AWAY | MAHOGANY DEFINED GEN CONTRACTORS INC | R | 3765 | 31 | 489 | HARRISON ST | 403 |  | ISSUED | 2014-09-03
E201409032495 | 2014-09-03 | RELOCATE LIGHTING AND ADD POWER FOR CONFERENCE ROOM - 4 LIGHTS 2 SWITCHES 7 RECEPTACLES | DECKER ELECTRIC CO INC | C | 3508 | 1 | 1355 | MARKET ST |  |  | COMPLETE | 2014-10-06
EW20140903621 | 2014-09-03 | RESTAURANT REMODEL INCLUDING LIGHTING POWER AND DATA @ STARBUCKS - 462 POWELL ST. | PAGANINI ELECTRIC CORP(SEE SIGNATORIES) | C | 295 | 8 | 462 | POWELL ST |  | 1 | COMPLETE | 2014-09-19
E201409032490 | 2014-09-03 | G/F: ELECTRICAL DEMO. #26207. | C B F INC | C | 208 | 28 | 655 | MONTGOMERY ST | 0 |  | COMPLETE | 2014-09-26
E201409032505 | 2014-09-03 | REWIRE KITCHEN: 4 LIGHTS 3 SWITCHES 6 RECEPTACLES 1 FAN 1 DISHWASHER 1 GARBAGE DISPOSAL 1 MICROWAVE. | BLUE LIGHT ELECTRIC | R | 334 | 7 | 420 | EDDY ST |  |  | ISSUED | 2014-09-03
EW20140903541 | 2014-09-03 | UNIT REMODEL | A & E ELECTRICAL CO. INC. | R | 344 | 7 | 275 | TURK ST |  | 510 | ISSUED | 2014-09-03
E201409032502 | 2014-09-03 | INSTALL LIGHTS PLUGS SWITCHES RECEPTACLES AND PANELS. | LYNCH ELECTRIC & SONS INC. | C | 236 | 17 | 100 | CALIFORNIA ST |  |  | ISSUED | 2014-09-03
E201409032500 | 2014-09-03 | WORK IN BATHROOM ONLY - NEW GFI RECEPTACLE NEW WALL FIXTURE NEW MOTION SWITCHE NEW CIRCUT FOR GFI - 1 LIGHT 1 SWITCH 1 RECEPTACLE | CEPHEUS BUILDERS INC | R | 0275A | 39 | 1001 | PINE ST | 411 |  | ISSUED | 2014-09-03
E201409032476 | 2014-09-03 | INSTALL BATHROOM LIGHTS & FAN MOVE (6) EXISTING OUTLETS REMOVE EXTRANEOUS WIRING - 5 LIGHTS 3 SWITCHES 7 RECEPTACLES FAN | BRADFORD CONSTRUCTION | C | 3568 | 64 | 3141 | 16TH ST |  |  | ISSUED | 2014-09-03
EW20140903663 | 2014-09-03 | TO INSTALL EMERGENCY LIGHTS AND EXIT SIGNS IN COMMON AREA OF THE ABOVE REFERENCED ADDRESS... | AMPLEX ELECTRICAL INC | R | 1361 | 17 | 299 | ARGUELLO BL | 0 | 3 | ISSUED | 2014-09-03
E201409032506 | 2014-09-03 | WIRE GROUND FLOOR WITH NEW 2 BEDROOMS FAMILY ROOM ONE AND 1/2 BATH. 9 CIRCUITS 10 LIGHTS 8 SWITCHES 25 RECEPTACLES 2 FANS 5 SMOKE DETECTORS. | ALLIED TEAMWORK CONSTRUCTION CO | R | 7138 | 017A | 164 | SAGAMORE ST |  | BASEMENT | ISSUED | 2014-09-03
EW20140903666 | 2014-09-03 | COMPLETE NEW WIRING FOR 3 STORY SINGLE FAMILY HOUSE | FIDES CONSTRUCTION INC | R | 4009 | 008L | 519 | KANSAS ST |  | 3 | ISSUED | 2014-09-03
E201409032463 | 2014-09-03 | INSTALL NEW RECESS LIGHTS (LED) IN LIVING ROOM BATHROOMS BEDROOMS; RELOCATE ELECTRICAL DRYER & WASHER; INSTALL SWITCING FOR LIGHTS; 20 LIGHTS 6 SWITCHES 3 CIRCUITS | MAHOGANY DEFINED GEN CONTRACTORS INC | R | 3765 | 26 | 489 | HARRISON ST | 305 |  | ISSUED | 2014-09-03
E201409032471 | 2014-09-03 | CELL SITE MODIFICATION . | OVERLAND CONTRACTING INC | C | 251 | 23 | 1060 | HYDE ST |  |  | ISSUED | 2014-09-03
E201409032485 | 2014-09-03 | FINAL INSPECTION FOR E201209285531 | KENCO CONSTRUCTION | R | 2385 | 30 | 2458 | 41ST AV |  |  | COMPLETE | 2014-09-09
E201409032474 | 2014-09-03 | UNIT 205: REMODEL UNIT & RELOCATE KITCHEN 20MP CKTS ONE SUPANEL 4 LIGHTS 5 SWITCHES 13 RECEPTACLES 21 FANS 1 DISHEWASYHER 1 SMOKE DETECTOR 1 DISPOSAL 1 MICROWAVE 1 RANGE. | KWAN WO IRONWORKS INC | R | 672 | 10 | 1520 | GOUGH ST |  |  | ISSUED | 2014-09-03
E201409032469 | 2014-09-03 | REMODEL KITCHEN. 2 BATHS. NEW SUB PANEL. 10 LIGHTS 10 SWITCHES 15 RECEPTACLES 1 DISHWASHER 1 GARBAGE DISPOSAL 1 MICROWAVE 1 RANGE. | LEVEL 8 CONSTRUCTION INC | R | 7236 | 6 | 246 | STONECREST DR |  | 2ND FLOOR | ISSUED | 2014-09-03
E201409032497 | 2014-09-03 | NEW BUILDING - REWIRE A 3 UNIT BUILDING WIHT NEW 400 AMP SERVICE - LIGHTS SWITCHES RECEPTACLES FANS DISHWASHERS GARBAGE DISPOSALS MICROWAVES SMOKE DETECTORS | O'REILLY ELECTRICAL | R | 3576 | 18 | 39 | SAN CARLOS ST |  |  | ISSUED | 2014-09-03
E201409032496 | 2014-09-03 | REWIRE BATHROOM - 4 LIGHTS SWITCH RECEPTACLE FAN | O'REILLY ELECTRICAL | C | 459 | 3 | 1593 | NORTH POINT ST |  |  | ISSUED | 2014-09-03
E201409032482 | 2014-09-03 | INSTALL 5 TRACK LIGHTS 4 WALL LIGHTS 2 DOWNLIGHTS 1 EXIT LIGHT RELOCATE 2 EMERGENCY LIGHTS 3 RECETPACLES LED'S FOR CASEWORK 90 LIGHTS AS PER PLAN. | EVERGREEN PREMIER CONSTRUCTION INC. | C | 313 | 5 | 39 | GRANT AV |  | G/F | COMPLETE | 2014-09-18
E201409032494 | 2014-09-03 | 3/F: ADDRESS CORRECTION FOR EW20140826122 | MCMILLAN BROS ELECTRIC | C | 262 | 20 | 100 | PINE ST |  |  | COMPLETE | 2014-09-03
E201409032504 | 2014-09-03 | INSTALLATION OF TEMP POWER FOR TRADE SHOW: UPLINQ SEPT 18-19 2014 SHOW JOB #24695066. | GES/TSE ELECTRICAL SVRC | C | 325 | 31 | 333 | OFARRELL ST |  |  | COMPLETE | 2014-09-22
E201409032499 | 2014-09-03 | INSTALL LIGHTS PLUGS AND SWITCHES. LESSEE: SUNGLASS HUT. | LYNCH ELECTRIC & SONS INC. | C | 309 | 21 | 250 | STOCKTON ST | 0 |  | ISSUED | 2014-09-03
E201409032457 | 2014-09-03 | SOLAR: INSTALL 19 ROOFMOUNTED SOLAR PV MODS 275W MODULES 1 INTERACTIVE INVERTER S 5.0KW TOTAL RATING. | ALLY ELECTRIC &SOLAR INC./ALLY ELECTRIC | R | 5920 | 006A | 424 | SILLIMAN ST |  |  | COMPLETE | 2014-09-11
EW20140903482 | 2014-09-03 | INSTALLATION OF A MANUAL AND AUTOMATIC FIRE ALARM SYSTEM INCLUDING: FIRE ALARM CONTROL UNIT PULL STATION SMOKE ABOVE THE FACU NOITIFCATION DEVICES AND MONITOR MODULES TO MONITOR WATER FLOW AND TAMPER DEVICES. | CRIME WATCH SECURITY SYSTEMS INC | R | 1233 | 7 | 127 | CENTRAL AV | 0 | 1 | ISSUED | 2014-09-03
EW20140903641 | 2014-09-03 | BASEMENT NEW WIRE SEVICE RETROFIT TO 100 AMP | K C CHOW ELECTRIC CO | R | 7130 | 9 | 107 | SAINT CHARLES AV |  | 1 | ISSUED | 2014-09-03
EW20140903422 | 2014-09-03 | AT THE MAIN PANEL INSTALL A NEMA 14-50 PLUG AND A NEMA 14-30 PLUG SURFACE MOUNT DIRECTLY BELOW THE PANEL. | INTEGRITY ELECTRIC INC. | R | 1449 | 17 | 375 | 17TH AV |  | 1 | COMPLETE | 2014-09-15
EW20140903501 | 2014-09-03 | FINAL KITCHEN REMODEL ON EXPIRED PERMIT NEW BUILDING PERMIT #2014-09-02-5165 | WELLS ELECTRICAL INC | R | 3618 | 39 | 3471 | 21ST ST |  | 5 | ISSUED | 2014-09-03
EW20140903581 | 2014-09-03 | UNIT 403 REMODEL. | A & E ELECTRICAL CO. INC. | R | 344 | 7 | 275 | TURK ST |  | 4 | ISSUED | 2014-09-03
E201409032493 | 2014-09-03 | INSTALLATION OF TEMP POWER FOR CAL-DENTAL: SEPT 1-7 2014 SHOW JOB #24002542 | GES/TSE ELECTRICAL SVRC | C | 3734 | 91 | 747 | HOWARD ST |  |  | COMPLETE | 2014-09-04
E201409032487 | 2014-09-03 | WORK TO BE DONE AT G/F AREA. INSTALLATIONG OF NEW 2 ELECTRICAL SUBPANELS 8 GFI'S 6 PENDANTS 25 RECESSED LIGHTING 16 TRACK LIGHTING INTERIOR AND EXTERIOR SCONCES (8). | SPEEDY CONSTRUCTION ****SEE NOTE | C | 3569 | 51 | 3079 | 16TH ST |  |  | ISSUED | 2014-09-03
E201409032460 | 2014-09-03 | INSTALL A UFER GROUND | CELTIC ELECTRIC | R | 3546 | 8 | 295 | GUERRERO ST |  |  | COMPLETE | 2014-09-11
EW20140903701 | 2014-09-03 | WIRE AS NEEDED FOR THE BATHROOM REMODEL INCLUDING NEW SURFACE MOUNTED TITLE 24 LIGHTS AND NEW VENT FAN. | OLSON AND SON | R | 4038 | 18 | 359 | TEXAS ST |  | 2 | ISSUED | 2014-09-03
E201409032465 | 2014-09-03 | KITCHEN AND BATHROOM REMODEL ON 2ND FLOOR - LIGHTS SWITCHES RECEPTACLES SUB PANEL (50 AMP) | WIES ELECTRIC | R | 2652 | 007A | 4331 | 17TH ST |  |  | ISSUED | 2014-09-03
E201409032477 | 2014-09-03 | TO COMPLY WITH PHYSICAL INSPECTION REPORT CC-7689. | BRIAN ROGERS ELECTRIC | R | 1759 | 44 | 1310 | 05TH AV |  |  | ISSUED | 2014-09-03
E201409032480 | 2014-09-03 | 200AMP SERVICE UPGRADE 2¦0. | SERGE ELECTRIC | R | 1663 | 024A | 746 | 21ST AV |  |  | COMPLETE | 2014-09-19
E201409032470 | 2014-09-03 | INSTALL OUTLETS FOR ADA PUSH BUTTON DOOR AND PLUGS FOR FRIDGE (2). 7 RECEPTACLES. | PINNACLE REMODELING CONSTRUCTION | C | 299 | 3 | 714 | POST ST |  | G/F | ISSUED | 2014-09-03
E201409032484 | 2014-09-03 | WIRING ENTIRE UNIT - 6 LIGHTS 3 SWITCHES 10 RECEPTACLES 2 FANS DISHWASHER RANGE 2 SMOKE DETECTORS | SEDERAP'S DRYWALL INC. | R | 5634 | 14 | 639 | PERALTA AV |  |  | ISSUED | 2014-09-03
E201409032475 | 2014-09-03 | UNIT 14: REMODEL BATHROOM AND KITCHEN: 7 LIGHTS 8 SWITCHES 17 RECEPTACLES. | KWAN WO IRONWORKS INC | R | 830 | 15 | 520 | BUCHANAN ST |  |  | ISSUED | 2014-09-03
E201409032509 | 2014-09-03 | SURVEY PERMIT ONLY |  | R | 2303 | 46 | 2200 | 47TH AV |  |  | COMPLETE | 2014-09-23
EW20140904961 | 2014-09-04 | CONNECT DC CABLES FOR 2 NEW RADIO CABINETS (RRU'S) | MCMILLAN BROS ELECTRIC | C | 1630 | 1 | 601 | 14TH AV |  | 0 | COMPLETE | 2014-09-10
EW20140904761 | 2014-09-04 | ELECTRICAL / LIFE SAFETY DEVICES - SPEC SUITE - JOB #25904 | C B F INC | C | 240 | 2 | 417 | MONTGOMERY ST |  | 7 | COMPLETE | 2014-09-23
EW20140904822 | 2014-09-04 | SAFE OFF EXISTING INSTALL (24) 2X4 LIGHTYS FIXTURES IN ELEVATOR LOBBY AND RESTROOM. OUTLETS ALSO FOR MARKET READY | YOUNG ELECTRIC CO | C | 3709 | 14 | 425 | MARKET ST |  | 8 | ISSUED | 2014-09-04
E201409042517 | 2014-09-04 | KITCHEN REMODEL: NEW LIGHTING & CKTS: 4 LIGHTS 2 SWITCHES 10 RECEPTACLES 1 FAN 1 DISHWASHER 1 DISPOSAL 1 MICROWAVE 1 RANGE 2 SMOKE DETECTORS. | GORDON BENKO | R | 999 | 35 | 3140 | CLAY ST | 2 |  | ISSUED | 2014-09-04
E201409042527 | 2014-09-04 | UNIT 23 REWIRE OF UNIT & INSTALL NEW SUBPANEL IN UNIT - 5 LIGHTS 5 SWITCHES 7 RECEPTACLES FAN RANGE SMOKE DETECTOR | AMERICAN TECHNOLOGIES INC | R | 298 | 2 | 627 | TAYLOR ST |  | H2 | ISSUED | 2014-09-04
EW20140904141 | 2014-09-04 | INSTALL NEW LIGHTS AND ELECTRICAL OUTLETS IN THE BEDROOM BATHROOM AND FAMILY ROOM. | BAY ELECTRIC | R | 2914 | 23 | 148 | ULLOA ST |  | 1 | ISSUED | 2014-09-04
EW20140904901 | 2014-09-04 | MISCELLANEOUS ELECTRICAL REPAIRS PER INSPECTORS REQUEST | KEVIN REILLY ELECTRIC | R | 288 | 16 | 260 | KEARNY ST |  | 0 | COMPLETE | 2014-09-11
EW20140904821 | 2014-09-04 | GENERAL WIRING AND LIGHTING. INSTALLING 18 RECESSED CANS 2 TRACK LIGHTS 2 FANS 6 SURFACE MOUNT LIGHTS 14 SWITCHES 28 RECEPTACLES 2 BATH FANS 1 CEILING FAN 1 HVAC UNIT. USING CONDUIT AND M/C. NO NEW PANEL WORK NEEDED. | MATTHEW EDWARD STEWART | C | 525 | 19 | 2418 | POLK ST | 0 | 1 | ISSUED | 2014-09-04
EW20140904183 | 2014-09-04 | KITCHEN REMODEL AND RELOCATION OF BREAKER BOX FROM THE CLOSET TO THE HALLWAY. | KORBES ELECTRIC | R | 6581 | 14 | 540 | 27TH ST |  | 2 | ISSUED | 2014-09-04
E201409042520 | 2014-09-04 | TO COMPLY WITH PHYSICAL INSPECTION REPORT CC-7796. | J.W. ELECTRICAL & CONST. | R | 1457 | 13 | 463 | 25TH AV | 0 |  | COMPLETE | 2014-09-12
EW20140904021 | 2014-09-04 | REPLACE EXISTING LIGHTING AND ADD TITLE 24 COMPLIANT CONTROLS. ADD RECEPTACLES IN NEW OFFICES. UPGRADE FIRE ALARM AND ADD NEW DEVICES | E. J. WEBER ELECT.CO INC | C | 291 | 12 | 44 | MONTGOMERY ST | 0 | 1050 | ISSUED | 2014-09-04
EW20140904841 | 2014-09-04 | MODULAR OFFICE INSTALLATION OF 33 WORKSTATIONS AND 6 PRIVATE OFFICES | ADVANCED INSTALLATION SERVICES INC | C | 289 | 9 | 180 | MONTGOMERY ST |  | 19 | COMPLETE | 2014-09-25
E201409042525 | 2014-09-04 | 11/F-INSTALL 36 CAT 6 CABLES. | SIGNAL SOLUTIONS CORP | C | 208 | 26 | 601 | MONTGOMERY ST |  | ELEVEN | COMPLETE | 2014-10-06
E201409032507 | 2014-09-04 | SURVEY ONLY WITH REPORT. | AMERICAN TECHNOLOGIES INC | R | 322 | 9 | 691 | OFARRELL ST |  |  | ISSUED | 2014-09-04
EW20140904161 | 2014-09-04 | UPGRADE ELECTRICAL SERVICE TO 400 A 8 METERS | Y G ELECTRIC INC | R | 3634 | 13 | 1035 | GUERRERO ST |  | 1 | ISSUED | 2014-09-04
EW20140904782 | 2014-09-04 | INSTALL 8 ROOF TOP PIPE RACKED SOLAR PANELS (2.05KW) - 8 ROOF-MOUNTED SOLAR PV MODULES 255 WATTS PER MODULE 1 INTERACTIVE INVERTER TOTAL NO. OF RATING 2.05 KW. | SOLARCITY CORPORATION | R | 2712 | 33 | 485 | CORBETT AV |  | 2 | ISSUED | 2014-09-04
E201409042529 | 2014-09-04 | UNIT 4: KITCHEN & BATHROOM REMODEL: 2 LIGHTS 2 SWITCHES 4 RECEPTACLES 2 FANS. | KAI GENERAL CONTRACTOR | R | 496 | 001D | 1525 | CHESTNUT ST |  |  | COMPLETE | 2014-10-09
E201409042511 | 2014-09-04 | INSTALL 60AMP/220V SUBPANEL. REWIRE KITCHEN 2 BEDROOMS 1 BATHROOM AND 1/2 BATHROOM LIVING ROOM DINING ROOM: 16 CKTS 20 LIGHTS 15 SWITCHES 22 RECEPTACLES 1 FAN 4 SMOKE DETECTORS 1 DISPOSAL 1 MICROWAVE. | ULTRA ELECTRIC CO | R | 222 | 21 | 1132 | TAYLOR ST |  |  | ISSUED | 2014-09-04
E201409042514 | 2014-09-04 | CELL SITE MODIFICATION: 1 SUB-PANEL 1 SWITCH | OVERLAND CONTRACTING INC | C | 740 | 14 | 706 | POLK ST |  |  | ISSUED | 2014-09-04
E201409042512 | 2014-09-04 | CELL SITE MODULE: 1 SUB-PANEL 1 SWITCH | OVERLAND CONTRACTING INC | C | 3821 | 4 | 455 | IRWIN ST |  |  | ISSUED | 2014-09-04
E201409042524 | 2014-09-04 | RESIDENTIAL SOLAR PERMIT. INSTALL 45 ROOF-MOUNTED SOLAR PV MODULES. 327 WATTS PER MODULE. INSTALL 2 INTERACTIVE INVERTERS 8000W 7000W EACH. TOTAL NO OF RATING IS 15 KW. ROOF MOUNTED PV ARRAY PG/E GRID-TIED. | STAGER - ELECTRIC INC | R | 1355 | 2 | 15 | ARGUELLO BL |  | ROOF | ISSUED | 2014-09-04
EW20140904902 | 2014-09-04 | HVAC CONTROL: FLOORS 1-26 | CROWN ELECTRIC INC | C | 3710 | 17 | 350 | MISSION ST |  | 1 | ISSUED | 2014-09-04
E201409042518 | 2014-09-04 | KITCHEN & BATHROOM REMODEL NEW 100AMP PANEL ADD NEW BATHROOM 20 LIGHTS 10 SWITCHES NEW RECEPTACLES 2 FANS 1 DISHWASHER 1 DISPOSAL 1 MICROWAVE 1 RANGE. | WING CONSTRUCTION CO. | R | 869 | 24 | 70 | WEBSTER ST |  |  | ISSUED | 2014-09-04
E201409042531 | 2014-09-04 | ROOF: 20 ROOF-MOUNTED SOLAR PV MODULES; .25 WATTS PER MODULE; 1 INTERACTIVE INVERTERS; 5000 POWER RATINGS (EACH; TOTAL NO. OF RATING: 5.2 | SUNGEVITY INC | R | 7146 | 003A | 2236 | CAYUGA AV |  | ROOF | ISSUED | 2014-09-04
EW20140904121 | 2014-09-04 | INSTALL (58) DATA CABLES | MCMILLAN DATA COMMUNICATIONS | C | 3709 | 12 | 455 | MARKET ST |  | 20 | COMPLETE | 2014-10-07
E201409042519 | 2014-09-04 | 3/F - UNIT 350: TENANT IMPROVEMENT 16 LIGHTS 6 SWITCHES 13 RECEPTACLES. FURNITURE POWER CKTS. | CAMPBELL ELECTRIC | C | 766 | 7 | 180 | REDWOOD ST |  |  | ISSUED | 2014-09-04
EW20140904981 | 2014-09-04 | HVAC CONTROL JOB 5903 | CROWN ELECTRIC INC | C | 3780 | 6 | 888 | BRANNAN ST |  | 3 | ISSUED | 2014-09-04
EW20140904941 | 2014-09-04 | GOOGLE CAFE PHASE 1B - (292)LIGHTS (15)SWITCHES (245)RECEPTACLES | MCMILLAN BROS ELECTRIC | C | 3744 | 2 | 345 | SPEAR ST | 0 | 3 | ISSUED | 2014-09-04
EW20140904102 | 2014-09-04 | BIRST - TI | MCMILLAN BROS ELECTRIC | C | 3710 | 19 | 45 | FREMONT ST |  | 18 | ISSUED | 2014-09-04
EW20140904101 | 2014-09-04 | TI - BIRST | MCMILLAN BROS ELECTRIC | C | 3710 | 19 | 45 | FREMONT ST |  | 14 | ISSUED | 2014-09-04
E201409032508 | 2014-09-04 | DO WORK FOR CORRECTION NOTICE SHOW WINDOW OUTLETS EXIT EMERGENCY COMBO COVER BOXES & KO SEALS CLEANUP SOME BAD WIRING 2 CKTS. | KILL-A-WATT ENERGY MANAGEMENT | C | 3568 | 61 | 3159 | 16TH ST |  |  | COMPLETE | 2014-09-22
EW20140904801 | 2014-09-04 | ADD PLUGS AND REPLACE TWO LIGHTS | K C CHOW ELECTRIC CO | R | 3514 | 30 | 1663 | MISSION ST |  | 1 | COMPLETE | 2014-09-26
E201409042523 | 2014-09-04 | UPGRADE ELECTRICAL SERVICE TO 200AMP 1P 3 METERS ONE METER FOR HOUSE #2 35 CKTS 100A FOR EACH PANEL 3 PANELS 40A FOR HOUSE 24 LIGHTS 20 SWITCHES 25 REEPTACLES 7 FANS 1 DISHWASHER 1 DIPOSAL 1 MCIROWAVE 6 SMOKE DETECTORS. | J.W. ELECTRICAL & CONST. | R | 1046 | 13 | 2908 | BUSH ST |  |  | ISSUED | 2014-09-04
EW20140904861 | 2014-09-04 | INSTALL NEW UFFER GROUND UPGRADE ELECTRICAL PANEL TO 400 AMP INSTALL NEW OUTLETS IN GARAGE AND REPLACE EXISTING GROUND FLOOR ELECTRICAL IN BATHROOM AND KITCHEN. | S F GARAGE COMPANY INC. | R | 190 | 11 | 1308 | TAYLOR ST |  | 1 | ISSUED | 2014-09-04
EW20140904762 | 2014-09-04 | INSTALL FOUR (4) CARD READERS ON THE 14TH FLOOR OF YELP TENANT SPACE IN 140 NEW MONTGOMERY BUILDING. INSTALL ONE (1) EMERGENCY DOOR RELEASE BUTTON FOR 14TH FLOOR ELEVATOR LOBBY DOOR OF YELP TENANT SPACE IN 140 NEW MONTGOMERY BUILDING. | NORTHLAND CONTROL SYSTEMS INC | C | 3722 | 80 | 140 | NEW MONTGOMERY ST |  | 3 | COMPLETE | 2014-09-12
E201409042513 | 2014-09-04 | CELL SITE MODIFICATION: 1 SUB PANEL 1 SWITCH | OVERLAND CONTRACTING INC | C | 3706 | 96 | 55 | 04TH ST |  |  | ISSUED | 2014-09-04
E201409042528 | 2014-09-04 | INSTALL NEW 100AMP METER MAIN UPGRADE. | MAGNUM CONSTRUCTION GROUP INC | R | 2902 | 14 | 870 | PORTOLA DR |  |  | ISSUED | 2014-09-04
E201409042537 | 2014-09-04 | LIGHTING AND RECEIPTACLES FOR LR AND OUTDOOR FRONT OF HOME. 4 CIRCUITS 22 LIGHTS 7 SWITCHES 11 RECEPTACLES. |  | R | 5353B | 3 | 16 | APOLLO ST |  |  | ISSUED | 2014-09-04
EW20140904181 | 2014-09-04 | INSTALL ALL NEW ELECTRICAL WIRE IN HOUSE EXISTING 100 AMP SERVICE. | K W ELECTRICAL CO | R | 7252 | 40 | 36 | RIVERTON DR |  | 1 | ISSUED | 2014-09-04
EW20140904182 | 2014-09-04 | RELOCATE POWER FOR WASHER AND DRYER. | KORBES ELECTRIC | R | 548 | 31 | 1366 | GREEN ST | 0 | 2 | SUSPENDED | 2014-09-16
E201409042510 | 2014-09-04 | RELOCATE SUBPANEL REWIRE COMPLETE UNIT: BATHROOM KITCHEN LIVING ROOM BEDROOM: 9 LIGHTS 7 SWITCHES 12 RECEPTACLES 1 FAN 2 SMOKE DETECTORS 1 DISPOSAL. | OJEDA ANTONIO DBA INTENSIVE CARE ELECTRI | R | 1178 | 27 | 1715 | MCALLISTER ST |  | UNIT 104 | ISSUED | 2014-09-04
EW20140904721 | 2014-09-04 | TEMPORARY POWER GROUND ROD AND UFFER GROUND. | MC 2 ELECTRIC INC. | R | 3987 | 9 | 1001 | 17TH ST |  | 0 | ISSUED | 2014-09-04
E201409042536 | 2014-09-04 | INSTALL 6 LIGHTS AND 7 SWITCHES 10 RECEPTACLES 1 FAN. | THE ATOM ELECTRIC COMPANY | R | 5745 | 54 | 276 | RICHLAND AV |  |  | ISSUED | 2014-09-04
E201409042516 | 2014-09-04 | CELL SITE MODIFICATION: 1 SUB-PANEL 1 SWITCH | OVERLAND CONTRACTING INC | C | 291 | 7 | 8 | MONTGOMERY ST |  |  | ISSUED | 2014-09-04
E201409042533 | 2014-09-04 | UNIT 11: ADDRESS CORRECTION FOR E201311044892. | AARON ELECTRIC CO. | R | 1272 | 11 | 144 | PARNASSUS AV |  |  | COMPLETE | 2014-09-04
E201409042521 | 2014-09-04 | RELOCATED THE "J" BOX IN THE CEILING WICH IS FOR THE TOP FLOOR SUBPANEL. | J.W. ELECTRICAL & CONST. | R | 247 | 17 | 1136 | LEAVENWORTH ST |  |  | COMPLETE | 2014-09-19
EW20140904001 | 2014-09-04 | MODIFICATION ON EXISTING FIRE ALARM SYSTEM FOR T.I. WORK | SAN FRANCISCO FIRE PROTECTION | C | 3554 | 2 | 1906 | MISSION ST |  | 0 | ISSUED | 2014-09-04
EW20140904722 | 2014-09-04 | REPLACE 13 FUSED METER MAINS WITH 13 BREAKER STYLE METER MAINS. NO CHANGE IN EXISTING BUILDING MAIN. | ATHENA ELECTRICAL CONST | R | 775 | 3 | 1025 | STEINER ST |  | 1 | ISSUED | 2014-09-04
E201409042532 | 2014-09-04 | REMODEL KITCHEN & 2 BATHROOMS 3/F&4/F UPGRADE ELECTRICALSERVICE TO 125 AMPS 3 FANS 10 LIGHTS 5 SWITCHES 30 OUTLETS | H & BO CONSTRUCTION INC. | R | 6346 | 004F | 15 | ITALY AV |  |  | ISSUED | 2014-09-04
EW20140904081 | 2014-09-04 | INSTALL LIGHT FIXTURES SWITCHES OUTLETS. PROVIDE FIRE ALARM NOTIFICATION APPLIANCES RUN NEW CIRCUITS | CANNING ELECTRIC INC | C | 341 | 6 | 944 | MARKET ST |  | 3 | ISSUED | 2014-09-04
EW20140904781 | 2014-09-04 | GROUND LEVEL BATHROOM LAUNDRY RELOCATION. | CHASOV ELECTRICAL VOICE & DATA | R | 4085 | 51 | 879 | ALABAMA ST |  | 1 | ISSUED | 2014-09-04
EW20140904741 | 2014-09-04 | HOOK UP NEW KITCHEN ANSUL TO EXISTING FIRE ALARM SYSTEM | SAN FRANCISCO FIRE PROTECTION | C | 929 | 14 | 2346 | CHESTNUT ST |  | 0 | COMPLETE | 2014-09-11
EW20140904881 | 2014-09-04 | INSTALL NEW LIGHTING IN LIVING ROOM. INSTALL NEW OUTLETS FRO TV & EQUIPMENT. REWIRE BATHROOM LIGHTS ON 1ST FLOOR | J O'DRISCOLL ELECTRICAL | R | 2689 | 20 | 4745 | 18TH ST |  | 1 | ISSUED | 2014-09-04
EW20140904082 | 2014-09-04 | THE INSTALLATION OF 58 MODULAR WORKSTATIONS | ALLMODULAR SYSTEMS INC. | C | 3776 | 115 | 520 | 03RD ST |  | 3 | COMPLETE | 2014-09-05
E201409042515 | 2014-09-04 | CELL SITE MODIFICATION: 1 SUB-PANEL 1 SWITCH | OVERLAND CONTRACTING INC | C | 284 | 1 | 545 | POWELL ST |  |  | ISSUED | 2014-09-04
E201409042534 | 2014-09-04 | 2 - 4 FLOORS: 1 LIGHT 2 SWITCHES 3 RECEPTACLES 3 FANS 1 MICROWAVE; NOTE: ELECTRICAL PERMIT PULLED BY SEPARATE CONTRACTOR REF TO PERMIT # E201408141990 | J P F CONSTRUCTION | R | 224 | 32 | 937 | CLAY ST |  | 2 - 4 FLOORS | ISSUED | 2014-09-04
EW20140904041 | 2014-09-04 | ELECTRICAL AND LIFE SAFETY T.I. GROUND FLOOR #33868 | C B F INC | C | 312 | 4 | 720 | MARKET ST |  | 0 | ISSUED | 2014-09-04
E201409042530 | 2014-09-04 | U-FER GROUND ELECTRODE ONLY. | NORTHPOINT BUILDERS | R | 4009 | 3 | 560 | RHODE ISLAND ST |  | 1/F GARAGE | ISSUED | 2014-09-04
E201409042535 | 2014-09-04 | 2/F: FRONT BATHROOM REMODEL WITH NEW FIXTURES TILES AND FLOOR. TO CHANGES ON WALL. REMODEL (E) 1/2 BATHROOM ON G/F. CONSTRUCT BATHROOM WITH SHOWR AND A WALL IN THE GARAGE TO CREAT A CORRIDO BETWEEN BATHROOM AND FAMILY ROOM. | REN LEI CONSTRUCTION CO | R | 2310 | 1 | 2201 | 39TH AV |  |  | ISSUED | 2014-09-04
EW20140904921 | 2014-09-04 | UPGRADE SERVICE TO 100 AMPS. UPDATE GROUNDING. INSTALL DEDICATED LAUNDRY CIRCUIT. | GRANITE ELECTRIC | R | 2447 | 37 | 2566 | 47TH AV |  | 1 | COMPLETE | 2014-09-10
EW20140904061 | 2014-09-04 | SURVEY (BASEMENT) | A & E ELECTRICAL CO. INC. | R | 348 | 7 | 146 | MCALLISTER ST |  | 1 | COMPLETE | 2014-09-12
E201409042522 | 2014-09-04 | UPGRADE THE SERVICE TO 400A 1P. THREE METERS. ONE FOR HOUSE INSTALL NEW OUTLETS LIGHTS AND SWITCHES FOR WHOLE BUILDING 40 CKTS 200AX2 PANELBOARDS 50 LIGHTS 40 SWITCHES 60 RECEPTACLES 8 FANS 2 DISHWASHER 2 DISPOSALS 2 MICROWAVES 16 SMOKE DETECTORS. | J.W. ELECTRICAL & CONST. | R | 1023 | 38 | 3143 | SACRAMENTO ST |  |  | ISSUED | 2014-09-04
E201409042526 | 2014-09-04 | UNIT 10 - REWIRE OF UNIT & INSTALL NEW SUBPANEL - 5 LIGHTS 5 SWITCHES 7 RECEPTACLES FAN RANGE SMOKE DETECTOR | AMERICAN TECHNOLOGIES INC | R | 298 | 2 | 627 | TAYLOR ST |  | H2 | ISSUED | 2014-09-04
EW20140904022 | 2014-09-04 | REPLACE EXISTING 100A MAIN SERVICE WITH NEW 100A MAIN SERVICE. LIKE FOR LIKE. | BERKELEY ELECTRIC INC
EW20140905481 | 2014-09-05 | METTA FUND-850 BATTERY ST.-WBE JOB# 02-134941-PERSON OF CONTACT IS JUSTIN GRAHAM 415-850-2645 | W. BRADLEY ELECTRIC | C | 141 | 8 | 850 | BATTERY ST |  | 0 | ISSUED | 2014-09-05
E201409052572 | 2014-09-05 | 2/F: 12 LIGHTS 12 SWITCHES 12 RECEPTACLES 1 FAN 1 DISHWASHER 1 DISPOSAL 1MICROWAVE 3 SMOKE DETECTORS. | COSMOS ELECTRIC CO **CHECK ID & NOTE*** | R | 4268 | 27 | 1229 | FLORIDA ST | 0 |  | ISSUED | 2014-09-05
E201409052573 | 2014-09-05 | PROVIDE WIRING METHOD FOR KITCHEN HOOD FAN CONNECTIONS PROVIDE GFCI AND TAMPER RESISTANT RECEPTACLES IN APT 312 & 314 | K & I ELECTRICAL INC. | R | 349 | 14 | 54 | MCALLISTER ST |  | 3/F | ISSUED | 2014-09-05
E201409052539 | 2014-09-05 | SOLAR: INSTALL 14 SOLAR MOUNTED SOLAR PV MODS 345W/MOD 1 INTERACTIVE INVERTERS AT 5000W POWER RATING EACH 5.0KW TOTAL RATING INSTALL NEMA 14-50R FOR FUTURE ELECTRIC VEHICLE. | LUMINALT ENERGY CORPORATION | R | 2028 | 25 | 1714 | 22ND AV |  |  | COMPLETE | 2014-09-16
E201409052577 | 2014-09-05 | UPGRADE TO 200AMPS SERVICE REWIRE HOUSE SOME WALLS REMAIN CLOSED. | POLR ELECTRIC | R | 2839 | 14 | 30 | SANTA RITA AV |  |  | ISSUED | 2014-09-05
E201409052570 | 2014-09-05 | REPLACE KITCHEN ELECTRICAL OUTLETS BATHROOM GFCI AND KITCHEN & BATHROOM LIGHT FIXTURES 3 LIGHTS 4 SWITCHES 12 RECEPTACLES. | KC RENOVATION EXPERTS INC | R | 2038A | 4 | 1727 | 11TH AV |  |  | ISSUED | 2014-09-05
EW20140905582 | 2014-09-05 | 22 STATIONS FOR MODULAR PARTITIONS ONLY | SERVICE WEST | C | 3702 | 44 | 1145 | MARKET ST |  | 6 | COMPLETE | 2014-09-19
E201409052564 | 2014-09-05 | NEW FAMILY ROOM STUDY ROOM AND A BATHROOM IJ FIRST FLOOR. RECONFIGURATION FLOOR PLAN ON 2/F. WITH REMODEL KITCHEN HALF BATHROOM LIVING ROOM DINING ROOM. 4 BEDROOMS AND 2 BATHROOM ADDITING ON 3/F UPGRADE SERVICE TO 200AMP 30 LIGHTS 40 SWITCHES 50 RECEPTACLES 6 FANS 1 DISHWASHER 1 DISPOSAL 1 MICROWAVE 1 RANGE 8 SMOKE DETECTORS. | GOODMAN CONSTRUCTION & DESIGN CO | R | 1139 | 16 | 80 | ROSSI AV |  |  | ISSUED | 2014-09-05
E201409052540 | 2014-09-05 | KITCHEN REMODEL. | EAGLE RIDGE CONSTRUCT ION AND ROOFING | R | 338 | 10 | 270 | TURK ST | 0 |  | EXPIRED | 2014-09-12
E201409052568 | 2014-09-05 | TO COMPLY WITH PHYSICAL INSPECTION REPORT CC-7770. | BARNUM BUILDNG AND DESIGN | R | 2619 | 87 | 263A | STATES ST |  |  | ISSUED | 2014-09-09
E201409052576 | 2014-09-05 | REDO LGHTS FOR FLOORS 1-2-3 IN COMMON HALLWAYS. | POLR ELECTRIC | C | 1078 | 72 | 2186 | GEARY BL | 101 |  | ISSUED | 2014-09-05
E201409052555 | 2014-09-05 | 100AMP SERVICE UPGRADE. | MC KEE ELECTRIC | R | 5534 | 36 | 363 | MULLEN AV |  |  | COMPLETE | 2014-09-25
E201409052550 | 2014-09-05 | TO COMPLY WITH PHYSICAL INSPECTION REPORT CC-7782 | KL CONSTRUCTION GROUP | R | 1521 | 13 | 471 | 23RD AV | 0 | UNIT 1 | COMPLETE | 2014-09-12
E201409052547 | 2014-09-05 | TO COMPLY WITH PHYSICAL INSPECTION REPORT CC-7629- 212 COLE STREET. | LUMIERE ELECTRIC | R | 1211 | 28 | 212 | COLE ST |  |  | ISSUED | 2014-09-05
E201409052544 | 2014-09-05 | 1/F: TRASH COMPACTOR ROOM: 10 WIRES #22 GAUGE - TERMINATE IN CONTROL PANEL 24V CONTROL CK; GARBAGE CONTROL PANEL SAFETY INTERLOCKS IN CONTROL. | U S ELECTRIC | C | 3543 | 11 | 2175 | MARKET ST |  |  | ISSUED | 2014-09-05
EW20140905301 | 2014-09-05 | LOBBY RENOVATION. NEW LIGHTING. | DECKER ELECTRIC CO INC | C | 237 | 6 | 200 | CALIFORNIA ST |  | 1 | ISSUED | 2014-09-05
E201409052579 | 2014-09-05 | REMODEL 2 BATHROOM AND 1 KITCHEN. 9 CIRCUITS 4 LIGHTS 10 SWITCHES 12 RECEPTALCES 3 FANS 1 DISHWASHER 1 GARBAGE DISPOSAL AND 1 MICROWAVE. | 21ST CENTURY HOME IMPROVT | R | 6662 | 21 | 67 | RANDALL ST |  | 2/F | ISSUED | 2014-09-05
EW20140905341 | 2014-09-05 | BATH AND KITCHEN REMODEL | ANN ENEA | R | 677 | 89 | 2185 | BUSH ST | 210 | 2 | ISSUED | 2014-09-05
EW20140905601 | 2014-09-05 | UPGRADE MAIN ELECTRICAL SERVICE TO 200 AMP | ELTECH ELECTRIC | R | 2331 | 1 | 2201 | 18TH AV |  | 1 | COMPLETE | 2014-10-02
E201409052553 | 2014-09-05 | UNIT #4: KITCHEN AND BATHROOM REMODEL SUB PANEL AND UPDATE WIRING: 25 LIGHTS 10 SWITCHES 30 RECEPTACLES 2 FANS 1 DISHWASHER 1 GARBAGE DISPOSAL 1 MICROWAVE 1 RANGE 2 SMOKE DETECTORS | J Z CONSTRUCTION | R | 125 | 19 | 1159 | GREEN ST | 0 |  | ISSUED | 2014-09-05
E201409052546 | 2014-09-05 | BATHROOM REMODEL: 1 LIGHT 4 SIWTCHES 2 RECEPTACLESS 1 FAN. | K A LAU CONSTRUCTION | R | 2823A | 7 | 12 | KNOLLVIEW WY |  |  | ISSUED | 2014-09-05
E201409052541 | 2014-09-05 | APT #405: REMODEL KITCHEN & BATHROOM. INSTALL 4 LIGHTS 5 SWITCHES 6 RECEPTACLES 1 FAN 1 DISHWASHER 1 GARBAGE DISPOSAL 1 RANGE AND 1 SMOKE DETECTOR. | DARREN LEE | R | 276 | 17 | 920 | LEAVENWORTH ST |  | 4/F | ISSUED | 2014-09-05
E201409052551 | 2014-09-05 | KITCHEN REMODEL AND SUBPANEL UPGRADE 8 CKTS 12 AGW (1) 16/32 MURRAY 21 LIGHTS 4 SWITCHES 10 RECEPTACLES 1 DISHWAHSER 1 DISPOSAL 1 MICROWAVE. | INNOVATOR ELECTRIC | R | 69 | 82 | 2335 | HYDE ST | 1 |  | ISSUED | 2014-09-05
E201409052558 | 2014-09-05 | 23 ROOF MOUNTED SOLAR PV MODULES 1 INTERACTIVE INVERTERS 5000 POWER RATINGS 5.8 KW TOTAL RATING 125A SERVICE UPGRADE. | SOLARCITY CORPORATION | R | 6167 | 39 | 390 | HARKNESS AV |  |  | ISSUED | 2014-09-05
EW20140905402 | 2014-09-05 | INSTALLATION OF MODULAR STATIONS | ALLMODULAR SYSTEMS INC. | C | 3721 | 1 | 100 | 01ST ST |  | 26 | ISSUED | 2014-09-05
EW20140905204 | 2014-09-05 | REMODEL KITCHEN BARHROOM DINNINGROOM AND BEDROOM.ONE FURNACE POWER. ADD ONE SUB-PANEL. | JAMES' ELECTRIC COMPANY | R | 156 | 29 | 127 | BERNARD ST | 0 | 2 | ISSUED | 2014-09-05
E201409052565 | 2014-09-05 | REWIRE THROUGH HOMES: 200AMP #2¦0 30 CKTS 100AMPS #2/3 25 LIGHT 20 SWITCHES 52 RECEPTACLES 4 FANS 1 DISHWASHER 1 DISPOSAL 1 MICROWAVE 1 RANGE 1 TUBS 6 SMOKE DETECTORS. | CROSS DIAL TECH & CONST | R | 2629A | 35 | 361 | UPPER TR |  |  | ISSUED | 2014-09-05
E201409052561 | 2014-09-05 | RUN 20 DATA CABLE 6 PHONE LINES. SPACE 142. | A A DISCOUNT PHONE SYSTEM | C | 7295 | 21 | 3251 | 20TH AV |  | SPACE 142 | ISSUED | 2014-09-05
E201409052543 | 2014-09-05 | PENALTY ONLY. SEE E201409052544 FOR PERMIT. |  | R | 3543 | 11 | 2175 | MARKET ST |  |  | ISSUED | 2014-09-05
E201409052542 | 2014-09-05 | (3) - EXTERIOR SIGNS "GOLDEN GATE URGENT CARE". | THOMAS SWAN SIGN CO INC | R | 854 | 1 | 1600 | MARKET ST |  |  | ISSUED | 2014-09-05
EW20140905541 | 2014-09-05 | 32 STATIONS FOR MODULAR PARTITIONS ONLY | SERVICE WEST | C | 233 | 44 | 4 | EMBARCADERO CENTER * |  | 20 | ISSUED | 2014-09-05
EW20140905241 | 2014-09-05 | KITCHEN AND 1/2 BATH REMODEL | SHAMROCK ELECTRICAL SERVICES | R | 1029 | 7 | 2814 | PINE ST |  | 1 | ISSUED | 2014-09-05
EW20140905461 | 2014-09-05 | MAIN SERVICE UPGRADE 60A TO 100A. | BERKELEY ELECTRIC INC
EW20140905361 | 2014-09-05 | TI OPEN OFFICE SPACES: ADD RECEPTACLES AND LED LIGHTING IN PHONE/CONFERENCE ROOMS NEW BATH KITCHENETTE RELOCATE EXISTING SUBPANELS AND KEEP EXISTING HIGH CEILING LIGHTS. | Q & Q ELECTRIC CO. INC | C | 3937 | 1 | 101 | 15TH ST |  | 1 | ISSUED | 2014-09-05
EW20140905221 | 2014-09-05 | NEW WIRING FOR INSIDE UNIT | 328 CONSTRUCTION | R | 6615 | 17 | 170 | VALLEY ST |  | 1 | ISSUED | 2014-09-05
EW20140905261 | 2014-09-05 | BATHROOM REMODEL. ADD REQUIRED DEDICATED CIRCUIT | LINES ELETRIC | R | 3579 | 25 | 3667 | 17TH ST |  | 1 | ISSUED | 2014-09-05
E201409052575 | 2014-09-05 | RE-DO COMMON HALLWAY LIGHTS FOR ALL FLOORS B-4: 60 LIGHTS. | POLR ELECTRIC | C | 1078 | 34 | 2299 | POST ST |  |  | ISSUED | 2014-09-05
EW20140905242 | 2014-09-05 | NEW CONCRETE BEING INSTALLED AND A NEW UFER GROUND NEEDS TO BE INSTALLED. | KEITH O'SHEA ELECTRICAL | R | 480 | 001D | 3033 | FRANKLIN ST |  | 1 | COMPLETE | 2014-09-11
EW20140905562 | 2014-09-05 | SAFE OFF ELECTRICAL FOR DEMO. 18TH FLOOR | MCCLURE ELECTRIC INC | C | 3710 | 19 | 45 | FREMONT ST |  | 18 | COMPLETE | 2014-09-12
E201409052566 | 2014-09-05 | INSTALL 1 RECEPTACLE LIGHT 2 SWITCHES AT 2/F HALLWAY. %1INSPCTR. | CITY CONSTRUCTION CO | R | 1684 | 004L | 806 | 42ND AV |  |  | COMPLETE | 2014-09-15
EW20140905583 | 2014-09-05 | 24 STATIONS FOR MODULAR PARTITIONS ONLY | SERVICE WEST | C | 3702 | 44 | 1145 | MARKET ST |  | 7 | COMPLETE | 2014-09-19
E201409052549 | 2014-09-05 | UPGRADE SERVICE TO 100AMP. | K L & C ELECTRIC INC / PLS CHK ID/NOTES | R | 5995 | 006A | 487 | OXFORD ST |  |  | COMPLETE | 2014-09-11
EW20140905441 | 2014-09-05 | INSTALLATION OF (11) MODULAR WORKSTATIONS WITH (3) ELECTRICAL POWER FEEDS. | ONE WORKPLACE L-FERRARI INC. (SEE NOTES) | C | 3744 | 2 | 345 | SPEAR ST | 0 | 110 | COMPLETE | 2014-10-06
E201409052562 | 2014-09-05 | KITCHEN: 8 LIGHTS 2 SWITCHES 6 RECEPTACLES 1 DISPOLSA 1 MICROWVES 1 RANGE. | ELISHA MAYOST | R | 537 | 36 | 2856 | SCOTT ST | 3 |  | ISSUED | 2014-09-05
E201409052556 | 2014-09-05 | REMODEL KITCHEN & BATHROOM IN UNIT #3. 6 LIGHT 4 SWITCHES 15 RECEPTACLES 1 FAN 1 GARBAGE DISPOSAL 1 MICROWAVE 1 RANGE & 3 SMOKE DETECTOR | BEN & KEN 99 CONSTR. INC. (CHECK ID) | R | 6049 | 5 | 2840 | SAN BRUNO AV |  | 2ND | ISSUED | 2014-09-05
E201409052554 | 2014-09-05 | INSTALLING TWO CEILING LIGHTS NEW BAY AREA ON EACH FLOOR. RE-INSTALL 6 OUTLETS 2 SWITCHES 4 LIGHTS. OK PER P.O. | O VALLEY CONSTRUCTION | R | 4094 | 22 | 910 | RHODE ISLAND ST |  |  | ISSUED | 2014-09-05
E201409052548 | 2014-09-05 | TO COMPLY WITH PHYSICAL INSPECTION REPORT CC-7629 - COMMON AREA | LUMIERE ELECTRIC | R | 1211 | 28 | 212 | COLE ST |  | COMMON | COMPLETE | 2014-09-11
EW20140905321 | 2014-09-05 | ELECTRICAL AND LIFE SAFETY T.I. - JOB #33844 | C B F INC | C | 289 | 7 | 225 | BUSH ST |  | 15 | COMPLETE | 2014-10-03
EW20140905342 | 2014-09-05 | INSTALL (100) CABLES IN SUITE 2200 EQUITY OFFICE/TMAD - 56983 | METROPOLITAN ELECTRIC | C | 289 | 5 | 100 | MONTGOMERY ST |  | 2200 | COMPLETE | 2014-09-22
E201409052571 | 2014-09-05 | GARAGE AND UPSTAIRS 1/F: INSTALL 15 RECESSED CAN LIGHTS CHANGE PANEL FOR A BIGGER ONE INSTALL NEW 100AMP 10 CKTS 10 LIGHTS 10 SWITCHES. | COSMOS ELECTRIC CO **CHECK ID & NOTE*** | R | 6094 | 18 | 228 | PRAGUE ST |  |  | ISSUED | 2014-09-05
EW20140905382 | 2014-09-05 | TENANT IMPROVEMENT - INSTALL LIGHT FIXTURES SWITCHES OUTLETS AND FIRE ALARM DEVICES | CANNING ELECTRIC INC | C | 3935 | 4 | 200 | KANSAS ST |  | 2 | ISSUED | 2014-09-05
E201409052563 | 2014-09-05 | IN APT UNIT: WE WILL DO ELECTRICAL CORRECTIONS. | LIMON ELECTRIC | R | 3212 | 023A | 354 | OCEAN AV |  |  | ISSUED | 2014-09-05
E201409052545 | 2014-09-05 | UNIT 33: BATHROOM & KITCHEN REMODEL:L REPLACE 4 LIGHTS 8 SWITCHES 15 RECEPTACLES. UPGRADE ELECTRICAL IN UNIT 1 FAN 1 D/W 1 M/W 1 RANGE 2 SMOKE DETECTORS. | K A LAU CONSTRUCTION | R | 832 | 4 | 207 | GOUGH ST | 0 |  | ISSUED | 2014-09-05
EW20140905421 | 2014-09-05 | SERVICE UPGRADE 200A. 3 NEW RECEPTACLE 110V/15A | IGOLAN | R | 2036B | 004B | 609 | NORIEGA ST |  | 1 | COMPLETE | 2014-09-30
E201409052560 | 2014-09-05 | 18 ROOF MOUNTED SOLARA 255 WATTS 1 INTERACTIVE INVERTER POWER RATING 5000 4.6 TOTAL KW | SOLARCITY CORPORATION | R | 6306 | 1 | 100 | TALBERT ST |  |  | COMPLETE | 2014-09-26
E201409052557 | 2014-09-05 | 22 ROOF MOUNTED SOLAR PV MODULES 255 WATES PER MODULE 1 INTERACTIVE INVERTER POWER RATING 5000 TOTAL 5.6 KW | SOLARCITY CORPORATION | R | 6489 | 38 | 348 | HANOVER ST |  |  | COMPLETE | 2014-09-25
EW20140905203 | 2014-09-05 | UPGRADE OVERHEAD SERVICE FROM 30AMP TO 125AMP AND RECONNECT POWER TO SUB-PANEL ADD ONE LIGHT ONE GFCI. | JAMES' ELECTRIC COMPANY | R | 1377 | 4 | 115 | 17TH AV |  | 1 | ISSUED | 2014-09-05
E201409052578 | 2014-09-05 | UNIT 12: REMODEL BATHROOM & KITCHEN: 5 LIGHTS 5 SWITCHES 2 RECEPTACLES 6 CKTS 2 FANS 1 MICROWAVE 1 RANGE. | JIAN'S CONSTRUCTION | R | 186 | 21 | 1471 | JACKSON ST |  | UNIT 12 | ISSUED | 2014-09-05
EW20140905501 | 2014-09-05 | TO CLOSE / FINAL EXPIRED ELECTRICAL PERMIT # E200812154779. - ROOF: INSTALL POWER FOR NEW EQUIPMENT (MCPA) 0 - 20 AMP DEDICATED CIRCUIT. | METROPOLITAN ELECTRIC | C | 2636 | 3 | 6 | LOCKSLEY AV | 0 | 0 | ISSUED | 2014-09-05
E201409042538 | 2014-09-05 | OUTSIDE & KITCHEN: 1 - 100AMP SERVICE UPGRADE 8 CKTS 1 LIGHT6 1 RECEPTACLE 1 40AMP FOR RANGE. | P & L ELECTRIC CO | R | 6996 | 43 | 384 | BYXBEE ST |  |  | ISSUED | 2014-09-05
EW20140905202 | 2014-09-05 | 600 MONTGOMERY STREET - STE 525 LIGHTING UPGRADE - 2 501 TO 5 000 SQ FT - WBE JOB# 01-134924 - WBE CONTACT TRAVIS HAFT 415-871-1585 | W. BRADLEY ELECTRIC | C | 207 | 32 | 600 | MONTGOMERY ST |  | 0 | ISSUED | 2014-09-05
EW20140905281 | 2014-09-05 | TO INSTALL NEW LED LIGHTS FIXTURES AND RECEPTACLES IN GARAGE AREA AND TWO ROOM ABOVE GARAGE AND RUN NEW ARC FAULT CIRCUITS FOR ALL THIS NEW RECEPTACLES AND LIGGHTS | L & L ELECTRIC | R | 3041 | 21 | 154 | MAYWOOD DR |  | 1 | ISSUED | 2014-09-05
EW20140905521 | 2014-09-05 | T.I. NEW LIGHTS RECEPTACLES CASH WRAPS DATA/ SECURITY WORK | SMITH MORTON ELECTRICAL INC. | C | 310 | 15 | 116 | GRANT AV |  | 1 | COMPLETE | 2014-09-23
EW20140905401 | 2014-09-05 | MAIN SERVICE REPLACEMENT 100A TO NEW 100A LIKE FOR LIKE CHANGE OUT. | BERKELEY ELECTRIC INC
E201409052552 | 2014-09-05 | RPEPLACE (E) MC WIRE BELOW 8FT AT GARAGE ENTRANCE WITH NEW CONDUIT (EMT). STRAP (E) CONDUITSS AND INSTALL KNOCK-OUT SEALS AT (E) ELECTRICAL PANEL. | INNOVATOR ELECTRIC | C | 3753 | 27 | 980 | HARRISON ST |  |  | COMPLETE | 2014-09-12
EW20140905201 | 2014-09-05 | BATHROOM REMODEL AND RE-WORKING EXISTING KITCHEN ELECTRICAL FOR NEW APPLIANCES AND BACKSPLASK. | ARMAS ELECTRIC | R | 982 | 41 | 3045 | JACKSON ST | 103 | 103 | ISSUED | 2014-09-05
EW20140905621 | 2014-09-05 | NEW WIRING THROUGHOUT HOUSE. NEW LED CAN LIGHTS IN MASTER BEDROOM STAIRWAY KITCHEN & FAMILY ROOM. | A & S ELECTRIC LLC | R | 6723 | 24 | 17 | MILTON ST |  | 1 | ISSUED | 2014-09-05
EW20140905581 | 2014-09-05 | PROVIDE ELECTRICAL TI IMPROVEMENTS TO THE 4TH FLOOR. NEW LIGHTING POWER AND LIFE SAFETY | DECKER ELECTRIC CO INC | C | 0786A | 1 | 401 | VAN NESS AV |  | 4 | ISSUED | 2014-09-05
EW20140905561 | 2014-09-05 | INSTALL 75 CAT 6 CABLE | CAPITOL ELECTRIC CONST | C | 231 | 23 | 2 | EMBARCADERO CENTER * |  | 25 | COMPLETE | 2014-09-12
E201409052574 | 2014-09-05 | INSTALL NEW 200AMP 3¦0 METER MAIN AND PANEL. | PETER WONG ELECTRICAL | C | 192 | 1 | 1049 | STOCKTON ST |  |  | ISSUED | 2014-09-05
EW20140905381 | 2014-09-05 | MAIN PANEL REPLACEMENT 50A TO NEW 100A MAIN SERVICE. | BERKELEY ELECTRIC INC
E201409052559 | 2014-09-05 | 26 ROOF MOUNTED SOLAR PV MODULES 255 WATTS PER MODUEL 1 INTERACTIVE INVERTER 6000 W 6.63 KW TOTAL RATING NEW 100APM MAIN CIRCUIT BREAKER. | SOLARCITY CORPORATION | R | 2804 | 34 | 4173 | 23RD ST |  |  | ISSUED | 2014-09-05
E201409052569 | 2014-09-05 | TO COMPLY WITH PHYSICAL INSPECTION REPORT CC-7771. | BARNUM BUILDNG AND DESIGN | R | 2619 | 87 | 48 | ORD CT |  |  | COMPLETE | 2014-10-08
E201409052567 | 2014-09-05 | TO COMPLY WITH PHYSICAL INSPECTION REPORT CC-7770. | BARNUM BUILDNG AND DESIGN | R | 2619 | 87 | 263 | STATES ST |  |  | ISSUED | 2014-09-09
EW20140906642 | 2014-09-06 | ONE NEW BATHROOM TWO BEDROOM AND ONE SUB-PANEL IN BASEMENT | YING'S ELECTRICIAN CORPORATION | R | 1152 | 57 | 1995 | TURK ST | 2 | 1 | ISSUED | 2014-09-06
EW20140906641 | 2014-09-06 | UNIT 1 INSTALL NEW WIRING FOR NEW KITCHEN REMODEL AND NEW WIRING IN BATHROOM REMODEL UNIT 2 INSTALL NEW WIRING FOR NEW KITCHEN REMODEL AND NEW WIRING IN BATHROOM REMODEL | ROCHE ELECTRIC | R | 3585 | 87 | 3822 | 19TH ST | 0 | 1 | ISSUED | 2014-09-06
EW20140907681 | 2014-09-07 | NEW SERVICE 200AMP REWIRE3BATHROOM 1KITCHEN 1LIVINGROOM 1DINNINGROOM 1FAMILYROOM 3BEDROOM 1LAUNDRYROOM AND GARAGE | KAM'S CONSTRUCTION INC | R | 829 | 40 | 526 | HICKORY ST |  | 123 | ISSUED | 2014-09-07
EW20140907661 | 2014-09-07 | KITCHEN REMODEL. TWO KITCHEN COUNTER CIRCUITS AND PLUGS. DISHWASHER AND DISPOSAL CIRCITS AND PLUGS | CHERI COCHRAN | R | 1597 | 27 | 770 | 48TH AV |  | 1 | COMPLETE | 2014-09-30
EW20140907682 | 2014-09-07 | INSTALL NEW CIRCUITS AND PLUGS TO KITCHEN. | PETERSON POWER & LIGHT | R | 2648 | 022A | 4254 | 18TH ST |  | 1 | COMPLETE | 2014-09-30
EW20140908981 | 2014-09-08 | HISCOX (90)LIGHTS (15)SWITCHES (60)RECEPTACLES - INSTALL (8)CEILING MOUNTED SMOKE DETECTOR (7) STROBES (7)SPEAKERS | MCMILLAN BROS ELECTRIC | C | 263 | 11 | 101 | CALIFORNIA ST |  | 19 | ISSUED | 2014-09-08
EW20140908881 | 2014-09-08 | NEW EMERGENCY DOOR RELEASE BUTTON @ 601 CALIFORNIA ST 3RD FLOOR | PAGANINI ELECTRIC CORP(SEE SIGNATORIES) | C | 258 | 32 | 601 | CALIFORNIA ST | 0 | 3 | COMPLETE | 2014-09-12
EW20140908781 | 2014-09-08 | REMODEL BATH & UPGRADE BREAK ROOM: 5 CIRCUITS (MW BATH GFCI DW COFFEE SMALL APPLIANCE GFCI); 7 RECEPTACLES | ELECTRIC CITY | C | 3525 | 20 | 1112 | BRYANT ST |  | 3 | COMPLETE | 2014-10-10
EW20140908901 | 2014-09-08 | INSTALL NEW LOADCENTER REWIRE KITCHEN 3 BATHROOMS NEW LIGHTING TO KITCHEN LIVING DINING BREAKFAST BEDROOMS GARAGE AND MECHANICAL AREAS. INSTALL RECEPTACLES TO CODE THROUGHOUT. | MAL ROGERS ELECTRIC | R | 5538 | 4 | 208 | MONTCALM ST |  | 1 | ISSUED | 2014-09-08
E201409082613 | 2014-09-08 | COMPLETE REWIRE OF BUILDING: 200AMP SERVICE 48 CKTS 3 PANELBOARD 100LIGHTS 80 SWITCHES 120 RECEPTACLES 6 FANS 48 CKTS 2 DISHWASHERS 2 DISPOSALS 2 MICROWAVES 10 SMOKE DETECTORS. | HING WAH CONSTRUCTION INC | R | 1640 | 9 | 635 | 04TH AV |  |  | ISSUED | 2014-09-08
E201409082593 | 2014-09-08 | REPLCE 9-60A METER PANELS. | C K ELECTRIC | R | 1104 | 14 | 300 | ANZAVISTA AV |  |  | ISSUED | 2014-09-08
E201409082619 | 2014-09-08 | RENOVATE (E) BATHROOM & (E) KITCHEN: 17 LIGHTS 12 SWITCHES 6 RECEPTACLES 1 DISPOSAL 1 DISHWASHER. | FAY TAT CONSTRUCTION CO | R | 1025 | 30 | 2943 | SACRAMENTO ST |  |  | ISSUED | 2014-09-08
E201409082616 | 2014-09-08 | 2/F: ELECTRICAL ROOM: ADD 1 20AMP CKT FOR F/A PANEL. | JOHN BUCKLEY ELECTRIC | R | 622 | 21 | 1776 | SACRAMENTO ST |  |  | ISSUED | 2014-09-08
EW20140908761 | 2014-09-08 | INSTALL AND RELOCATE VOICE AND DATA CABLING | CAPITOL ELECTRIC CONST | C | 3774 | 67 | 501 | 02ND ST |  | 5 | COMPLETE | 2014-09-10
E201409082582 | 2014-09-08 | AMEND E201404038653: WIRE FOR KITCHEN: 5 CKTS 5 LIGHTS 4 SWITCHES 6 RECEPTACLES 1 FAN 1 DISHWASHER 1 DISPOSAL 1 MICROWAVE 1 RANGE. | GRGICH ELECTRIC CO | R | 493 | 016C | 1873 | CHESTNUT ST |  |  | ISSUED | 2014-09-08
E201409082599 | 2014-09-08 | INSTALL NEW 100 AMP MAIN SERVICE IN GARAGE & 70 AMP SUB PANEL ON 1ST FLOOR | ADAM ELECTRIC | R | 5975 | 003B | 645 | BOWDOIN ST |  |  | ISSUED | 2014-09-08
EW20140908721 | 2014-09-08 | TO INSTALL 18 OUTLETS EIGHT SWITCHES 12 LIGHT FIXTURES AND ONE SUB-PANEL | KONG'S PLUMBING & CONSTRUCTION CO. | R | 738 | 20 | 950 | FRANKLIN ST |  | 65 | ISSUED | 2014-09-08
EW20140908702 | 2014-09-08 | LIFE SAFETY WITNESS TEST TO SIGN OFF JOB CARD. | SAN FRANCISCO FIRE PROTECTION | C | 6472 | 2 | 5845 | MISSION ST |  | 0 | COMPLETE | 2014-09-24
E201409082583 | 2014-09-08 | REPLACING 17 EXISTING EXIT LIGHTS AT VARIOUS FLOOR. BASEMENT LOBBY 3RD FLOOR 4TH FLOOR 7TH FLOOR & 8TH FLOOR. INSTALL 22 EXIT LIGHTS AT THE FOLLOWING FLOORS - BASEMENT 1ST FLOOR THROUGH 8TH FLOOR - 39 LIGHTS & SURVEY (FEES APPROVED BY RON ALLEN) | TRAUBE CONSTRUCTION CORP | C | 341 | 9 | 1 | HALLIDIE PZ |  |  | ISSUED | 2014-09-08
E201409082581 | 2014-09-08 | UNIT 16: BATHROOM REMODEL: 2 LGHTS 3 SWITCHES 1 RECEPTACLES 1 FAN. | MAYAN ELECTRIC | R | 0443A | 21 | 1745 | BEACH ST |  |  | ISSUED | 2014-09-08
E201409082587 | 2014-09-08 | ADDING 6 RECEPTACLES IN NEW OFFICE SPACE & 4 DATA CABLES & JACKS. | C S K ELECTRIC | C | 3701 | 8 | 1256 | MISSION ST |  |  | ISSUED | 2014-09-08
E201409082604 | 2014-09-08 | WORK IN UNIT #7: REPLACE 1 RECEPTACLE (GFCI) IN BATH. | HOME SAFETY BATHS INC. | R | 3577 | 30 | 545 | GUERRERO ST |  |  | ISSUED | 2014-09-08
E201409082606 | 2014-09-08 | AT HOUSE BACK ADDITION AREA NEW ELECTRICAL: 15 CKTS 30 LIGHTS 10 SWITCHES 20 RECEPTACLES 1 FAN 1 DISHWASHER 40AMP SUBPANEL 1 DISPOSAL 2 MICROWAVE 1 RANGE 4 SMOKE DETECTORS. | H T CONTRACTORS INC | R | 6621 | 19 | 568 | 29TH ST |  |  | ISSUED | 2014-09-08
EW20140908843 | 2014-09-08 | INSTALL NEW SUBPANEL AND FROM THERE A NEMA 14-50 FOR CHARGING AN ELECTRICAL VEHICLE TESLA MODEL S | NIJSSEN ELECTRIC | R | 3585 | 131 | 37 | HANCOCK ST | 0 | 1 | COMPLETE | 2014-09-11
EW20140908001 | 2014-09-08 | ANSUL TEST UNDER ELECTRICAL PERMIT #EW20130318381 AND LIFE SAFETY PERMIT #EW20140811762. WE ARE REQUESTING FRIDAY 9/12/14 AT 11AM. | SIERRA ELECTRIC CO | C | 349 | 1 | 121 | GOLDEN GATE AV |  | 0 | COMPLETE | 2014-10-06
EW20140908101 | 2014-09-08 | REPAIR OF FURNACE WIRING AS PER 3R INSPECTION REPORT. | IKE'S ELECTRIC | R | 1238 | 16 | 856 | HAIGHT ST |  | 1 | COMPLETE | 2014-09-16
E201409082614 | 2014-09-08 | STE #K: RUN 10 EXTRA RECEPTACLES CKT FOR NEW OFFICE AREA AS PER PLANS: 10X20A CKTS 10 LIGHTS 8 SWITCHES 40 RECEPTACLES. 2 FANS. | BOLTER CONSTRUCTION | C | 5230 | 6 | 2200 | JERROLD AV |  |  | ISSUED | 2014-09-08
EW20140908842 | 2014-09-08 | HOUSE SUBPANEL PLUS GARAGE DOOR PLUG PLUS GARAGE PLUG PLUS GARAGE LIGHT AND SWITCH AS REQUESTED BY INSPECTOR FOR CONDO CONVERSION | BENNETT ELECTRIC | R | 3537 | 38 | 71 | SANCHEZ ST |  | 1 | COMPLETE | 2014-09-22
EW20140908041 | 2014-09-08 | LOW VOLTAGE CABLING FOR DATA / VOICE CAMERAS SPEAKERS DISPLAY. | METRO EIGHTEEN INC | C | 3563 | 34 | 2301 | MARKET ST |  | 0 | ISSUED | 2014-09-08
E201409082588 | 2014-09-08 | REMODEL ONE KITCHEN ONE BATHROOM AND LAUNDRY ROOM. 8 CIRCUITS 4 FEEDRERS 12 LIGHTS 18 SWITCHES 28 RECEPTACLES 2 FANS 1 DISHWASHER 1 GARBAGE DIS. 1 MICROWAVE 1 RANGES 3 SMOKE DETECTORS. | HONG LEE CONSTRUCTION CO INC | R | 1407 | 33 | 342 | 27TH AV |  |  | ISSUED | 2014-09-08
EW20140908823 | 2014-09-08 | INSTALLATION OF LIGHTS AND POWER | TREVOR DOHERTY ELECTRIC INC | R | 3726 | 45 | 547A | NATOMA ST |  | 1 | ISSUED | 2014-09-08
EW20140908821 | 2014-09-08 | INSTALLATION OF LIGHTS AND POWER | TREVOR DOHERTY ELECTRIC INC | R | 3726 | 45 | 549 | NATOMA ST | 0 | 1 | ISSUED | 2014-09-08
EW20140908962 | 2014-09-08 | FIRE ALARM SYSTEM LIKE FOR LIKE UPGRADE WITH LIFE SAFETY WITNESS TEST | SAN FRANCISCO FIRE PROTECTION | R | 3548 | 38 | 1825 | MISSION ST | 0 | 0 | ISSUED | 2014-09-08
E201409082603 | 2014-09-08 | COMMON AREA RESTROOMS ON 2ND THROUGH 5TH FLOOR INSTALLING HAND AIR DRYERS FOR MEN & WOMEN'S RESTROOM; RUN DEDICATED WIRING AND BREAKERS FOR EACH DRYER IN EXISTING PANEL LABELED 30 - LA SLOTS 24 AND 26. TOTAL OF 8 HAND DRYERS | MARCOM ELECTRICAL | C | 642 | 36 | 1700 | CALIFORNIA ST |  |  | ISSUED | 2014-10-06
E201409082591 | 2014-09-08 | INSTALL 10 ELECTRICAL OUTLETS FOR EQUIPMENT. | LAI YANG | C | 3198 | 14 | 1330 | OCEAN AV |  |  | ISSUED | 2014-09-08
E201409082615 | 2014-09-08 | NEED SERVICE FOR PANEL. INSTALL ONE CIELING LIGHT ONE GFCI PLUMBING IN LAUNDRY ROOM: 1 LIGHT 1 SWITCHES 1 RECEPTACLE. | THE GREAT OCEAN GENERAL CONTRACTOR | R | 7045B | 17 | 252 | FOOTE AV |  |  | ISSUED | 2014-09-08
E201409082611 | 2014-09-08 | UNIT 412: PROVIDE NEW SUBPAENL FEED NEW KITCHEN & BATHROOM REMODELS: 4 LIGHTS 4 SWITCHES 7 RECEPTACLES. | NOMELLINI CONSTRUCTION | R | 344 | 7 | 275 | TURK ST |  |  | CANCELLED | 2014-09-18
E201409082609 | 2014-09-08 | UNIT 310: PROVIDE NEW SUBPAENL FEED NEW KITCHEN & BATHROOM REMODELS: 4 LIGHTS 4 SWITCHES 7 RECEPTACLES. | NOMELLINI CONSTRUCTION | R | 344 | 7 | 275 | TURK ST |  |  | CANCELLED | 2014-10-02
E201409082601 | 2014-09-08 | REF: E201408212190 FOR FEES & C/N- MINOR KITCHEN REMODEL. | M C ELECTRIC | C | 253 | 20 | 1111 | CALIFORNIA ST |  |  | COMPLETE | 2014-09-15
EW20140908861 | 2014-09-08 | ELEVATOR CAR #25 - PENTHOUSE | MCMILLAN BROS ELECTRIC | C | 259 | 26 | 555 | CALIFORNIA ST | 0 | 0 | ISSUED | 2014-09-08
EW20140908021 | 2014-09-08 | RELOCATE 2 SPEAKERS IN SUITE 1418/1419 | MCCLURE ELECTRIC INC | R | 813 | 7 | 1390 | MARKET ST | 0 | 14 | ISSUED | 2014-09-08
EW20140908022 | 2014-09-08 | FULL FLOOR TI BUILD OUT INCLUDING LIGHTING AND POWER @ SALESFORCE-RINCON - 101 SPEAR ST 5TH FLOOR. | PAGANINI ELECTRIC CORP(SEE SIGNATORIES) | C | 3716 | 23 | 101 | SPEAR ST |  | 5 | ISSUED | 2014-09-08
EW20140908102 | 2014-09-08 | REWIRE KITCHEN. INSTALL NEW LED LIGHTING. | J L ELECTRIC | R | 1147 | 20 | 2721 | TURK BL |  | 0 | ISSUED | 2014-09-08
EW20140908081 | 2014-09-08 | NEW WIRING AND SERVICE CHANGE TO 200AMPS | UNIACKE ELECTRIC | R | 2133A | 002A | 2024 | 14TH AV |  | 1 | ISSUED | 2014-09-08
E201409082607 | 2014-09-08 | REMODEL ALL ELECTRICAL WORK AND UPGRADE A 125AMP METER MAIN PANEL 1-1-1/4IN #2 20 CKT 125 PANEL NEW PLUGS SWITCHES LIGHTS. | H KENT'S ELECTRIC | R | 7106 | 045A | 227 | FARALLONES ST |  |  | ISSUED | 2014-09-08
EW20140908741 | 2014-09-08 | TO INSTALL OUTLET FOR WASHER & DRYER AND REMOVE SUB-PANEL IN CLOSET | KONG'S PLUMBING & CONSTRUCTION CO. | R | 190 | 16 | 1380 | TAYLOR ST |  | 20 | ISSUED | 2014-09-08
EW20140908961 | 2014-09-08 | SERVICE UPGRADE TO 200 A. AND GENERAL REWIRING IN UNIT NO. 1 | MONTANO ELECTRIC ** SEE NOTES** | R | 6569 | 015A | 3475 | 26TH ST |  | 2 | ISSUED | 2014-09-08
EW20140908822 | 2014-09-08 | INSTALLATION OF LIGHTS AND POWER | TREVOR DOHERTY ELECTRIC INC | R | 3726 | 45 | 52 | RUSS ST |  | 1 | ISSUED | 2014-09-08
EW20140908941 | 2014-09-08 | FIRE ALARM SYSTEM LIKE FOR LIKE UPGRADE WITH LIFE SAFETY WITNESS TEST | SAN FRANCISCO FIRE PROTECTION | C | 166 | 1 | 747 | FRONT ST |  | 0 | ISSUED | 2014-09-08
E201409082612 | 2014-09-08 | CHANGE OR ADD NEW SUBPANEL FROM HOUSE METER AND INSTALL 1 NEW 20A CKT FROM 1/F TO ROOF ELEVATOR MACHINE ROOM. | EDAM'S ELECTRIC INC. | R | 624 | 65 | 1950 | GOUGH ST |  |  | ISSUED | 2014-09-08
E201409082595 | 2014-09-08 | REF E201203151468 FOR PREVIOUS WORK: ADD A 50A METER. | ALEX CONSTRUCTION & ELECTRIC INC | R | 1255 | 27 | 780 | ASHBURY ST |  |  | COMPLETE | 2014-09-11
E201409082610 | 2014-09-08 | UNIT 510: PROVIDE NEW SUBPAENL FEED NEW KITCHEN & BATHROOM REMODELS: 4 LIGHTS 4 SWITCHES 7 RECEPTACLES. | NOMELLINI CONSTRUCTION | R | 344 | 7 | 275 | TURK ST |  |  | CANCELLED | 2014-09-18
E201409082617 | 2014-09-08 | 2 BATHROOMS REMODELING AND KITCHEN REMODELING ADD NEW SUBPANEL 100A 32 LIGHTS 5 SWITCHES 15 RECEPTACLES. | V & S BUILDERS | R | 5355 | 6 | 22 | FLORA ST |  |  | ISSUED | 2014-09-08
EW20140908801 | 2014-09-08 | RELOCATE PANEL 20AMP 6 RECESS CAN LIGHT 2 OUTSIDE LIGHTS 6 SWITCHES 15 OUTLETS AND 1 FAN | ASTORGA CONST COMPANY | R | 6908 | 1 | 2299 | OCEAN AV |  | 1 | ISSUED | 2014-09-08
E201409082589 | 2014-09-08 | G/F: RECONFIG CELL SITE: 2 CKTS 3 #6 #10 GND 1 LIGHT 1 SWITCH NEW BTS CABINET. BA201405307117. | PARK PLACE CONTRACTORS | C | 3116 | 28 | 599 | MONTEREY BL |  |  | COMPLETE | 2014-09-26
E201409082598 | 2014-09-08 | ADD NEW BATHROOM & REMOVE STOVE AT G/F ADD 1 LAUNDRY ROOM. | LEI'S CONSTRUCTION CO | R | 7003 | 14 | 333 | RALSTON ST |  |  | ISSUED | 2014-09-08
E201409082597 | 2014-09-08 | 1 BEDROOM 1 FULL BATHROOM AND 1 LAUNDRY @ G/F: 6 LIGHTS 6 SWITCVHES 12 RECEPTACLES. | LEI'S CONSTRUCTION CO | R | 6147 | 37 | 885 | UNIVERSITY ST |  |  | ISSUED | 2014-09-08
E201409082608 | 2014-09-08 | UNIT 36C: CHANGE OUT EXISTING RECESSED LIGHTS ADD SOME ADDITOINAL RECESSED LIGHTS INSTALL 51 LED / HALO CANS: 3 PLUG STRIPS. | CROWN ELECTRIC | R | 3722 | 345 | 188 | MINNA ST | 36 |  | ISSUED | 2014-09-08
E201409082580 | 2014-09-08 | INSTALL GFCI FOR BATHROOM 2 SWITCHES EXHAUST FAN & LIGHT. | ZEDIKER ELECTRIC | R | 3578 | 70 | 3555 | 17TH ST | 0 |  | ISSUED | 2014-09-08
E201409082605 | 2014-09-08 | 1ST FLOOR - ADD 2 FULL BATH 2 BEDROOM 1 STORAGE & LAUNDRY; 2ND FLOOR - REMODEL KITCHEN ADD 1 FULL BATH - 30 LIGHTS 15 SWITCHES 35 RECEPTACLES 5 FANS DISHWASHER GARBAGE DISPOSAL MICROWAVE RANGE 8 SMOKE DETECTORS | GLOBAL STANDARD CONSTRUCTION | R | 6938 | 48 | 117 | DE MONTFORT AV |  |  | ISSUED | 2014-09-08
E201409082592 | 2014-09-08 | REF C/N E201408192070: 2/F & 3/F: TO OBTAIN A FINAL INSPECTION FOR WORK COMPLETED UNDER PREVIOUS PERMIT EW20131227041. | HONG LEE CONSTRUCTION CO | R | 3652 | 37 | 3879 | 23RD ST |  |  | COMPLETE | 2014-10-08
E201409082596 | 2014-09-08 | ADD 1 HANDICAPP BATHROOMS 5 FACIAL ROOMS 7 LIGHTS 8 SWITCHES 18 RECEPTACLES. | LEI'S CONSTRUCTION CO | C | 2029 | 23 | 1322 | NORIEGA ST |  |  | ISSUED | 2014-09-08
E201409082586 | 2014-09-08 | 1 EXTERIOR SIGN "BYE BYE" | GOLDEN GATE SIGN COMPANY INC. | C | 13 | 1 | 101 | JEFFERSON ST | 0 |  | ISSUED | 2014-09-08
E201409082602 | 2014-09-08 | LIKE FOR LIKE FIRE SYSTEM REPLACEMENT WITNESS TEST | FIRE & SEC. FIRE/F.S.A.C. | R | 1204 | 19 | 1272 | FELL ST | 0 |  | COMPLETE | 2014-10-09
E201409082594 | 2014-09-08 | INSTALLING 16 PLUGS WITH PROPER GROUNDS PER NEC NEW 20AMP GFCI IN BATHROOM. | A B T ELECTRIC | R | 3561 | 85 | 2217 | 15TH ST |  |  | COMPLETE | 2014-09-25
EW20140908082 | 2014-09-08 | INSTALL 10 ROOF TOP PIPE RACKED SOLAR PANELS (2.55KW) - 10 ROOF-MOUNTED SOLAR PV MODULES 255 WATTS PER MODULE 1 INTERACTIVE INVERTER TOTAL NO. OF RATING 2.55 KW. | SOLARCITY CORPORATION | R | 4758 | 27 | 1263 | PALOU AV |  | 2 | ISSUED | 2014-09-08
E201409082585 | 2014-09-08 | INSTALL 8 NEW SWITCHES 2 SMOKE DETECORS AND 26 RECESSED LIGHTS. | BOYCE ELECTRIC | R | 960 | 001K | 2635 | SCOTT ST |  |  | ISSUED | 2014-09-08
E201409082600 | 2014-09-08 | 101 - INSTALL 60 AMPS PANEL 1 LIGHT & 4 OUTLETS. REMODEL KITCHEN - 1 LIGHT SWITCH 4 RECEPTACLES GARBAGE DISPOSAL MICROWAVE | CAS CONSTRUCTION | R | 495 | 8 | 1665 | CHESTNUT ST |  |  | ISSUED | 2014-09-08
EW20140908701 | 2014-09-08 | INSTALLING NEW CEILING OUTLET AND RELOCATING ONE RECESSED FIXTURE IN DR. INSTALLING FOUR RECESSED FIXTURES IN THE OFFICE. | CENTURY ELECTRIC CONST | R | 114 | 8 | 5 | MONTAGUE PL | 0 | 2 | ISSUED | 2014-09-08
E201409082584 | 2014-09-08 | KITCHEN: 3 PLUGS MOVE 220 OVEN | AMAC ELECTRICAL | R | 2767 | 33 | 501 | DOUGLASS ST |  |  | ISSUED | 2014-09-08
EW20140908921 | 2014-09-08 | #10252- T/I LIGHTS PLUGS SWITCH LIFE SAFETY. | ASF ELECTRIC INC | C | 240 | 7 | 580 | CALIFORNIA ST |  | 1330 | COMPLETE | 2014-10-10
EW20140908841 | 2014-09-08 | 1ST FLOOR FULL TENANT REMODEL. NEW LIGHT FIXTURES SWITCHES EXIT SIGNS. NEW RECEPTACLES AND CONDUITS FOR DATA. INSTALLATION OF FIRE ALARM DEVICES. NO CHANGES TO ELECTRICAL DISTRIBUTION SYSTEM ARE REQUIRED (NO NEW PANELS). | CORISH ELECTRIC CORPORATION | C | 3736 | 111 | 543 | HOWARD ST |  | 1 | ISSUED | 2014-09-08
E201409082590 | 2014-09-08 | REMODEL KITCHEN & 2 FULL BATHRONMS: 9 CKTS 17 LIGHTS 10 SWITCHES 12 RECEPTACLES 2 FANS 1 DISHWASHER 1 DISPOSAL 1 MICROAWVE 1 RANGE ADD SUBPAENL IF NECCESSARY AFTER EXPLORATORY. | ERIC WONG | R | 78 | 71 | 383 | LOMBARD ST | 304 |  | ISSUED | 2014-09-08
EW20140908061 | 2014-09-08 | INSTALL 13 ROOF TOP PIPE RACKED SOLAR PANELS (3.25KW) - 13 ROOF-MOUNTED SOLAR PV MODULES 250 WATTS PER MODULE 1 INTERACTIVE INVERTER TOTAL NO. OF RATING 3.25 KW. | SOLARCITY CORPORATION | R | 2121A | 40 | 1944 | 14TH AV |  | 3 | ISSUED | 2014-09-08
E201409082618 | 2014-09-08 | REMODEL KITCHEN: ONE WIRE FOR LAUNDRY 8 CIRCUITS 12-2 FEEDERS 1 LIGHT 5 SWITCHES 2 RECEPTACLES 1 DISHWASHER 1 GARBAGE DISPOSAL 1 MICROWAVE 1 RANGE. | CUSTOM REMODELS | R | 1738 | 46 | 1133 | LINCOLN WY |  |  | ISSUED | 2014-09-08
E201409092641 | 2014-09-09 | INSTALL TEMP SERVICE POWER PANEL 100AMP INSTALL UFER GROUND INSTALL WALL OUTLETS SWITCHES LIGHTING F ANS INSTALL 200AMP 3 - METER NEW SERVICE SYSTEM 2¦0 120 LIGHTS 60 SWITCHES 180 RECEPTACLES 8 FANS 3 DIWASHERS 3 DISPOSALS 2 MICROWAVES 14 SMOKE DETECTORS. | CHEN'S ELECTRICAL CO ** CHECK ID ** | R | 1778 | 31 | 1354 | 24TH AV |  |  | ISSUED | 2014-09-09
E201409092638 | 2014-09-09 | UNIT F: TENANT IMPROVEMENT: INSTALL 14 LIGHTS 22 RECEPTACLES. | G C ELECTRIC | C | 4881 | 29 | 5945 | 03RD ST |  |  | ISSUED | 2014-09-09
EW20140909201 | 2014-09-09 | VOICE & DATA COMMUNICATIONS CABLING SERVICES | IDEX GLOBAL SERVICES INC. | C | 166 | 1 | 747 | FRONT ST |  | 3 | ISSUED | 2014-09-09
EW20140909181 | 2014-09-09 | VOICE & DATA COMMUNICATIONS CABLING SERVICES. | IDEX GLOBAL SERVICES INC. | C | 166 | 1 | 747 | FRONT ST |  | 2 | ISSUED | 2014-09-09
E201409092630 | 2014-09-09 | INSTALL POWER 120V/20A FOR AUTOMACTIC DOORS AT 1 LOCATION. | PURE ELECTRIC | R | 60 | 205 | 240 | LOMBARD ST |  |  | ISSUED | 2014-09-09
EW20140909402 | 2014-09-09 | INSTALL ELECTRICAL FOR STUDY ROOM AND BATHROOM IN GROUND FLOOR. RELOCATE 3 SUBPANELS | MILLENNIUM ELECTRIC INC | R | 1081 | 63 | 1326 | LYON ST |  | 1 | ISSUED | 2014-09-09
E201409092637 | 2014-09-09 | ADD EVCS. | METZ CONSTRUCTION | R | 3513 | 203 | 1358 | STEVENSON ST | 0 |  | COMPLETE | 2014-09-26
EW20140909361 | 2014-09-09 | REPLACE RECESSED CAN LIGHTS | WESTWIND BUILDERS & ELECTRIC INC | R | 3538 | 118 | 40 | WALTER ST | 0 | 1 | ISSUED | 2014-09-09
EW20140909383 | 2014-09-09 | REMODEL UP STAIR BATHROOM HALF BATHROOM KITCHEN ADD LIGHTS AT LIVING ROOM.DOWN STAIR REPLACE ONE MAIN PANEL ADD ONE SUB-PANEL ONE BATHROOM ONE BEDROOM ONE FAMILY ROOM.ONE LAUNDRY ONE FURNACE. | JAMES' ELECTRIC COMPANY | R | 3089 | 57 | 381 | MANGELS AV |  | 2 | ISSUED | 2014-09-09
EW20140909281 | 2014-09-09 | REMODEL 1ST: REPLACE EXISTING LIGHTING WITH NEW IN LIVING ENTRY HALL AND BEDROOM. LOWER LEVEL: INSTALL PLUGS AND LIGHTING FOR NANNY'S QUARTERS SERVICE KITCHEN AND EXERCISE ROOM. | ADVANCED ELECTRIC SOLUTIONS INC (A.E.S) | R | 964 | 008E | 2330 | LYON ST |  | 1 | ISSUED | 2014-09-09
E201409092635 | 2014-09-09 | G/F ALTERATION & INTERIOR REMODEL ON 2/F PER PLANS. UPGRADE (E) ELECTRICAL THROUGH AND SUBPANEL: 100AMP SERVICE NEW LIGHTS PLUGS & SWITCHES. | HUI CONSTRUCTION | R | 2396 | 20 | 2844 | ULLOA ST |  |  | ISSUED | 2014-09-09
E201409092640 | 2014-09-09 | ADD CIRCUIT FOR DISHWASHER. UPGRADE OUTLETS AT COUNTERTOP. |  | R | 5669 | 3 | 218 | BONVIEW ST |  |  | ISSUED | 2014-09-09
EW20140909362 | 2014-09-09 | GROUND FLOOR TENANT IMPROVEMENT NEW LIGHTING LIGHTING CONTROL PLUG LOAD CONTROLS FIRE ALARM NEW MECHANICAL CONNECTIONS NEW POWER DISTRIBUTION PANEL AND BRANCH PANELS. | DECKER ELECTRIC CO INC | C | 3979 | 1 | 444 | DE HARO ST |  | 1 | ISSUED | 2014-09-09
EW20140909341 | 2014-09-09 | REPLACE AND ADD LIGHT FIXTURES INSTALL NEW PANEL AND BREAKERS FOR RECEPTACLES. | BRAYER ELECTRIC COMPANY | C | 293 | 10 | 153 | KEARNY ST | 0 | 2 | ISSUED | 2014-09-09
EW20140909122 | 2014-09-09 | TENANT IMPROVEMENT FOR 33RD FLOOR INCLUDING (80) LIGHTS (12) SWITCHES (40) RECEPTACLES (22) CIRCUITS (2) GARBAGE DISPOSALS (2) MICROWAVES (1) 250 AMP FEEDER (1) 100 AMP FEEDER (1) 250 AMP (42 CIRCUIT) PANEL (1) 100 AMP (42 CIRCUIT) PANEL AND FIRE ALARM DEVICES (4-SD'S 10 MODULES 16 HORN/STROBES) @ 555 MISSION ST. | PAGANINI ELECTRIC CORP(SEE SIGNATORIES) | C | 3721 | 120 | 555 | MISSION ST | 0 | 33 | ISSUED | 2014-09-09
EW20140909261 | 2014-09-09 | METRO JOB #57062 - 19TH FLOOR - HISCOX DEMO - SAFE-OFF DEMO TEMP POWER AND LIGHTING | METROPOLITAN ELECTRIC | C | 263 | 11 | 101 | CALIFORNIA ST |  | 19 | ISSUED | 2014-09-09
EW20140909182 | 2014-09-09 | 6 ROOF MOUNTED 345 WATT SOLAR MODULES AND 1 INTERACTIVE INVERTER RATED AT 3.0 KW - 6 ROOF-MOUNTED SOLAR PV MODULES 345 WATTS PER MODULE 1 INTERACTIVE INVERTER TOTAL NO. OF RATING 3 KW. | LUMINALT ENERGY CORPORATION | R | 3605 | 76 | 312 | LIBERTY ST |  | 1 | ISSUED | 2014-09-09
E201409092633 | 2014-09-09 | CORRECT THE ELECTRICAL IN (E) KITCHEN. INSTALL 5 NEW CKTS #10 (30A) & #12 (20A). | DONG'S CONSTRUCTION | R | 1453 | 3 | 323 | 21ST AV |  |  | ISSUED | 2014-09-09
EW20140909162 | 2014-09-09 | LIFE SAFETY / ELEC - 4 HORN STROBES - JOB #25935 | C B F INC | C | 288 | 7 | 110 | SUTTER ST |  | 1 | COMPLETE | 2014-09-30
EW20140909242 | 2014-09-09 | METRO JOB #57071 - FLOORS 5 & 7 - DELTA DENTAL - T.I. WORK - (3) CIRCUITS (15) LIGHTS (5) SWITCHES (12) RECEPTACLES (2) EXIT (7) FURNITURE (3) STROBES (10) FIRE ALARM | METROPOLITAN ELECTRIC | C | 3721 | 1 | 100 | 01ST ST |  | 5 7 | ISSUED | 2014-09-09
EW20140909282 | 2014-09-09 | FULL APARTMENT REMODEL INCLUDING: RECESSED LIGHTING NEW RECEPTACLES AND OUTLETS. | ARTISTIC LIGHTING & ELECTRIC | R | 0247C | 37 | 1200 | CALIFORNIA ST | 12 | 12 | ISSUED | 2014-09-09
E201409092620 | 2014-09-09 | SOLAR: 15 ROOF MOUNTED SOLAR PV MODS 255W PER MOD 1 INTERACTIVE AT 240V POWER RATING EACH 3.825KW TOTAL RATING. | SUNRUN INSTALLATION SERVICES INC | R | 2033A | 12 | 1761 | 16TH AV |  |  | ISSUED | 2014-09-09
EW20140909221 | 2014-09-09 | INSTALLATION OF A SOLAR PV SYSTEM. - 18 ROOF-MOUNTED SOLAR PV MODULES 250 WATTS PER MODULE 1 INTERACTIVE INVERTER TOTAL NO. OF RATING 3.9 KW. | SWANROCK INC. DBA: SKYTECH SOLAR | R | 4711 | 135 | 1 | YOUNG CT |  | 0 | ISSUED | 2014-09-09
E201409092625 | 2014-09-09 | UNIT A: UPDATE ELECTRICAL #8 FEEDER 4 LIGHTS 4 SWITCHES 10 RECEPTACLES FANS SMOKE DETECTORS. | MANNY'S HANDYMAN INC. DBA: MHM CONSTR. | R | 1143 | 14 | 2764 | GOLDEN GATE AV |  |  | ISSUED | 2014-09-09
EW20140909161 | 2014-09-09 | PARTIAL REMODEL OF MASTRER BEDROOM LIVING ROOM BASEMENT. NEW WIRING FOR KITCHEN BATHROOMS BEDROOMS DINING ROOM HALLWAYS. NEW SUBPANEL | KEVIN WHITE ELECTRIC INC | R | 1545 | 40 | 542 | 03RD AV |  | 1 | ISSUED | 2014-09-09
EW20140909302 | 2014-09-09 | (10) CASEWORK CONNECTIONS @ MACY'S - KATE SPADE - 170 O'FARRELL. | PAGANINI ELECTRIC CORP(SEE SIGNATORIES) | C | 314 | 4 | 170 | OFARRELL ST |  | 1 | ISSUED | 2014-09-09
E201409092623 | 2014-09-09 | TO COMPLY WITH NOV#201489962 & 201489654: PENALTY & PERMIT: TENANT IMPROVEMENT: INSTALL NEW LIGHTS RECEPTACLES CASH WRAP. | SMITH MORTON ELECTRICAL INC. | C | 3705 | 50 | 845 | MARKET ST |  |  | ISSUED | 2014-09-09
EW20140909365 | 2014-09-09 | INSTALL 12 ROOF TOP PIPE RACKED SOLAR PANELS (3.06KW) - 12 ROOF-MOUNTED SOLAR PV MODULES 255 WATTS PER MODULE 1 INTERACTIVE INVERTER TOTAL NO. OF RATING 3.06 KW. | SOLARCITY CORPORATION | R | 1422 | 40 | 4945 | CALIFORNIA ST |  | 3 | ISSUED | 2014-09-09
E201409092624 | 2014-09-09 | BATHROOM REMODEL- NEW FIXTURES. BEDROOM REMODEL- LED LIGHTS NEW OUTLETS. 6 LIGHTS 2 SWITCHES 4 RECEPTACLES 1 FAN. | A G CONSTRUCTION | R | 1363 | 52 | 221 | LAKE ST | 0 |  | ISSUED | 2014-09-09
E201409092628 | 2014-09-09 | ADDING RELAYS TO SHUT FSD'S INSTALLED. | D'MAN-BURLY SYSTEMS INC. | C | 3573 | 27 | 2180 | HARRISON ST |  |  | COMPLETE | 2014-10-09
EW20140909121 | 2014-09-09 | REMODEL SHOWROOM WITH NEW DISPLAY OUTLETS LIGHTING AND AN OPERABLE DISPLAY KITCHEN | DEHART ELECTRIC | C | 3554 | 58 | 435 | VALENCIA ST |  | 1 | ISSUED | 2014-09-09
EW20140909364 | 2014-09-09 | WIRE TOTAL KITCHEN AND BATH REMODEL [APARTMENT #2 ONLY] | JAMES F WITTENBROOK | R | 6555 | 1 | 405 | CLIPPER ST |  | 2 | ISSUED | 2014-09-09
EW20140909382 | 2014-09-09 | INSTALL TEMPORARY POWER. | BROTHER COMPANY *** CHECK I.D. *** | R | 2886 | 3 | 1 | PACHECO ST |  | 1 | ISSUED | 2014-09-09
EW20140909401 | 2014-09-09 | INSTALL 8 RECESS LIGHTS 2 SCONCES AND 3 SWITCHES IN THE LIVING ROOM. CONNECT POWER FOR FURNACE | MILLENNIUM ELECTRIC INC | R | 3062 | 37 | 39 | MELROSE AV |  | 2 | COMPLETE | 2014-10-02
EW20140909363 | 2014-09-09 | INSTALL FOUR EXITS AND TWO HIGH BAY FLUORESCENTS. ADD ONE 3-PHASE SUB PANEL. | W E B ELECTRIC | C | 5284A | 6 | 2035 | JERROLD AV |  | 1 | ISSUED | 2014-09-09
EW20140909301 | 2014-09-09 | THIS IS A PERMIT FOR TEMP POWER ONLY. INCLUDED IN THE TEMP POWER IS 4 SKIDS 28 LIGHTS 14 TEMP POWER BOXES 1 CRANE AND 2 MAN LIFTS. | DECKER ELECTRIC CO INC | C | 629 | 34 | 2155 | WEBSTER ST |  | 1 | ISSUED | 2014-09-09
E201409092631 | 2014-09-09 | INSTALL POWER 120V/20A FOR AUTOMACTIC DOORS AT 1 LOCATION. | PURE ELECTRIC | R | 60 | 22 | 111 | CHESTNUT ST |  |  | ISSUED | 2014-09-09
E201409092621 | 2014-09-09 | UNIT 105: TO COMPLY WITH NOV:201460171; UPDATE ELECTRICAL #8 4 LIGHTS 4 SWITCHES 10 RECEPTACLES 2 FANS 3 MSOKE DETECTORS 1 RANGE. | MANNY'S HANDYMAN INC. DBA: MHM CONSTR. | R | 319 | 21 | 795 | GEARY ST | 0 |  | ISSUED | 2014-09-09
EW20140909381 | 2014-09-09 | INSTALL NEW 200 AMP MAIN ELECTRICAL SERVICE UPGRADE BUT NO OUTLET ADDED. | ICP ELECTRIC CORP | R | 3587 | 53 | 30 | OAKWOOD ST |  | 1 | COMPLETE | 2014-09-26
E201409092634 | 2014-09-09 | TENANT IMPROVEMENT: 20 OUTLETS 5 SWITCHES EMERGENCY LIGHTS BATHROOM AND MAIN COMMERICIAL AREA: 16 LIGHTS 5 SWITCHES 20 RECEPTACLES 1 FAN. | SAN DIEGO PAINTING AND HOME WORK | C | 3595 | 24 | 2369 | MISSION ST |  |  | CANCELLED | 2014-09-18
E201409092622 | 2014-09-09 | REWIRE FOR KITCHEN BATHROOM LAUNDRY ROOM LIVING ROOM LIGHT ONLY; 100 AMPS 60 AMPS 12 CIRCUITS 8 LIGHTS 8 SWITCHES 12 RECEPTACLES 1 FAN 1 DISHWASHER 1 GARBAGE DISPOSAL 1 RANGE. | RAY TOM CONSTRUCTION | R | 1491 | 001A | 495 | 44TH AV |  |  | ISSUED | 2014-09-09
EW20140909241 | 2014-09-09 | FLOORS 1 AND 2 | WELLS ELECTRICAL INC | C | 299 | 18 | 871 | SUTTER ST | 0 | 1 | ISSUED | 2014-09-09
E201409092639 | 2014-09-09 | SURVEY. | TOPLINE BUILDERS CORP | C | 3521 | 92 | 1535 | FOLSOM ST | 0 |  | ISSUED | 2014-09-09
E201409092627 | 2014-09-09 | FIRE SURVEY PERMIT WITH REPORT. | FAIRWAY DESIGN & CONSTRUCTION | R | 1500 | 20 | 5328 | ANZA ST |  |  | COMPLETE | 2014-09-12
EW20140909141 | 2014-09-09 | ELECTRICAL AND LIFE SAFETY BUILDOUT/T.I. - JOB 33802 | C B F INC | C | 289 | 7 | 225 | BUSH ST |  | 5 | ISSUED | 2014-09-09
E201409092632 | 2014-09-09 | KITCHEN & BATHROOM REMODEL: 30 LIGHTS 20 SWITCHES 36 RECEPTACLES. | JASON LIU CONSTRUCTION COMPANY | R | 6407 | 6 | 950 | MADRID ST |  |  | ISSUED | 2014-09-09
E201409092626 | 2014-09-09 | THE WORK LOCATE AT G/F AND UPGRADE ELECTRIC SERVICE TO 125AMP #2 X 3. CABLE TV & DATA WIRING 25 LIGHTS 20 SWITCHES 25 RECEPTACLES 2 FANS 3 SMOKE DETECTORS 1 WASHER CKT 1 FURNACE CKT 8 TOTAL CKTS. | QUALITY ELECTRIC | R | 6783 | 10 | 40 | GORHAM ST |  |  | ISSUED | 2014-09-09
E201409092636 | 2014-09-09 | 2/F: REPAIR DEVICES DAMAGED IN FIRE. | MARK SCOTT CONSTRUCTION INC | R | 117 | 16 | 1656 | POWELL ST |  | SECOND | ISSUED | 2014-09-09
E201409092629 | 2014-09-09 | INSTALL POWER 120V/20A FOR AUTOMACTIC DOORS AT 1 LOCATION. | PURE ELECTRIC | R | 60 | 26 | 220 | LOMBARD ST |  |  | ISSUED | 2014-09-09
E201409092642 | 2014-09-09 | ADD SUBPANEL BY KITCHEN REMODEL KITCHEN & BATHROOM. 12 LIGHTS 10 SWITCHES 10 RECEPTACLES 100AMP SUGPANEL 1 DISHWASHE 8 CKTS 1 DISPOSAL 1 MICROWAVE 1 RANGE 1 SMOKE DETECTOR. | LEVEL 8 CONSTRUCTION INC | R | 4788 | 12 | 1376 | SHAFTER AV |  |  | ISSUED | 2014-09-09
EW20140909321 | 2014-09-09 | REWIRE COMPLETE | WESTWIND BUILDERS & ELECTRIC INC | R | 5743 | 21 | 655 | ANDOVER ST |  | 1 | ISSUED | 2014-09-09
E201409092643 | 2014-09-09 | UNIT 309: BATHROOM REMODEL 3 LIGHTS 3 SWITCHES 2 RECEPTACLES. | ROBERT DORNER CONSTRUCTION | R | 3970 | 50 | 1800 | BRYANT ST | 309 |  | ISSUED | 2014-09-09
EW20140910862 | 2014-09-10 | ADD PLUGS TO THE KITCHEN AND BATHROOM #2 | BYINGTON ELECTRIC CORP | R | 3579 | 022A | 3685 | 17TH ST |  | 2 | COMPLETE | 2014-09-17
EW20140910842 | 2014-09-10 | ADD PLUGS TO THE KITCHEN AND BATHROOM #14 | BYINGTON ELECTRIC CORP | R | 3579 | 022A | 3685 | 17TH ST |  | 14 | COMPLETE | 2014-09-17
EW20140910701 | 2014-09-10 | METRO JOB #57070 - 16TH FLOOR - TENANT IMPROVEMENT - (10) CIRCUITS (35) LIGHTS (20) SWITCHES (47) RECEPTACLES (2) SPEAKER (4) STROBE | METROPOLITAN ELECTRIC | C | 238 | 1 | 275 | BATTERY ST |  | 16 | ISSUED | 2014-09-10
EW20140910781 | 2014-09-10 | CORRECT MC CABLING AND MAIN SERVICE GROUNDING (BASEMENT). | A & E ELECTRICAL CO. INC. | R | 348 | 7 | 146 | MCALLISTER ST |  | 1 | ISSUED | 2014-09-10
EW20140910621 | 2014-09-10 | ELECTRICAL FOR NEW BEDROOM WALL. 3 PLUGS 2 LIGHTS 2 SWITCHES | T C ELECTRIC INC | R | 3747 | 83 | 300 | BEALE ST | 613 | 613 | COMPLETE | 2014-10-03
EW20140910521 | 2014-09-10 | #3 & #4 (LEVEL 3) - COMPLETE REWIRE OF BOTH UNITS | RODNEY E FITE INC. | R | 6520 | 31 | 1015 | SHOTWELL ST |  | 3 | ISSUED | 2014-09-10
E201409102670 | 2014-09-10 | REMODEL 2 BATHS ON 2/F; 20 LIGHTS 10 SWITCHES 10 RECEPTACLES 2 FANS | GREATWALL BUILDING CONSTRUCTION INC | R | 1786 | 020A | 1350 | 32ND AV |  |  | ISSUED | 2014-09-10
E201409102668 | 2014-09-10 | SURVEY PERMIT FOR SERVICE UPGRADE. | HAO QIANG CONSTRUCTION | C | 193 | 7 | 933 | GRANT AV |  | LOWER LEVEL | COMPLETE | 2014-09-11
E201409102666 | 2014-09-10 | CHANGE OUT ELECTRICAL MAIN PANEL 9125 AMP SERVICE) 5 CIRCUITS | RODRIGUEZ ELECTRIC INC | R | 5355 | 40 | 345 | TOPEKA AV |  | 1ST FLR | COMPLETE | 2014-09-17
E201409102649 | 2014-09-10 | FIRE ALARM PANEL REPLACEMENT: PULL STATIONS AND FIRE ALARM BELLS 1 SMOKE DETECTOR. (13 STORY BUILDING) | PYRO-COMM SYSTEMS INC. | R | 668 | 2 | 1330 | BUSH ST |  |  | COMPLETE | 2014-09-24
E201409102654 | 2014-09-10 | FOR HOA (GARAGE AREA): INSTALL (1) 3P 70A LOAD CENTER 92) EVSE (6) CIRCUITS | SUSTAINABLE SOLUTIONS | R | 3978 | 169 | 451 | KANSAS ST | 647 |  | COMPLETE | 2014-09-24
E201409102650 | 2014-09-10 | GARAGE AREA: INSTALL (1) 3P 70A PANEL (2) 3P 100P PANEL 6 CIRCUITS | SUSTAINABLE SOLUTIONS | R | 3789 | 655 | 229 | BRANNAN ST |  |  | COMPLETE | 2014-09-24
E201409102675 | 2014-09-10 | IN UNIT 328. KITCHEN & BATH. 4 CIRCUITS. NEW PANEL 125 AMPS. 1 LIGHT 1 SWITCH AND 3 RECEPTACLES. | GREEN TECH ELECTRIC SOLUTIONS | R | 2635 | 46 | 480 | WARREN DR |  | 3/F | ISSUED | 2014-09-10
E201409102673 | 2014-09-10 | IN UNIT 422. KITCHEN & BATH. 4 CIRCUITS. NEW PANEL 125 AMPS. 1 LIGHT 1 SWITCH AND 3 RECEPTACLES. | GREEN TECH ELECTRIC SOLUTIONS | R | 2635 | 46 | 480 | WARREN DR |  | 4/F | ISSUED | 2014-09-10
E201409102671 | 2014-09-10 | UPGRADE SERVICE 100 AMP OVER HEAD. 25 LIGHTS 15 SWITCHES 40 RECEPTACLES 24 CIRCUITS 1 PANEL. | KAM'S CONSTRUCTION INC | R | 7016 | 39 | 66 | MIRAMAR AV |  | 1ST & 2ND FLOORS | ISSUED | 2014-09-10
E201409102652 | 2014-09-10 | INSTALL ONE 50 AMP BREAKER WITH A 50 PLUG SIZE 6 WIRE (125 AMPS) | B R ELECTRIC | R | 1497 | 1 | 501 | 47TH AV |  | GARAGE AREA | COMPLETE | 2014-09-15
EW20140910741 | 2014-09-10 | SOLAR INSTALLATION - 15 ROOF-MOUNTED SOLAR PV MODULES 255 WATTS PER MODULE 15 INTERACTIVE INVERTER TOTAL NO. OF RATING 3.8 KW. | CA SUNRISE CONSTRUCTION SOLUTION INC | R | 5907 | 40 | 101 | MADISON ST |  | 5907 | COMPLETE | 2014-10-09
EW20140910863 | 2014-09-10 | ADD PLUGS TO THE KITCHEN AND BATHROOM #17 | BYINGTON ELECTRIC CORP | R | 3579 | 022A | 3685 | 17TH ST |  | 17 | COMPLETE | 2014-09-17
EW20140910801 | 2014-09-10 | NEW WIRING FOR ALL RECEPTACLES AND LIGHTING. | GRANITE ELECTRIC | R | 5709 | 18 | 28 | ELLERT ST |  | 1 | ISSUED | 2014-09-10
EW20140910883 | 2014-09-10 | TENANT IMPROVEMENT - WIRE SPACE FOR LIGHTS RECEPTACLES SWITCHES KITCHEN. | MAL ROGERS ELECTRIC | C | 4228 | 158 | 1258 | MINNESOTA ST |  | 1 | ISSUED | 2014-09-10
EW20140910441 | 2014-09-10 | INSTALL CONDUIT BETWEEN THE KITCHEN'S ANSUL SYSTEM AND THE FAP. | A & E ELECTRICAL CO. INC. | C | 281 | 6 | 860 | SUTTER ST |  | 1 | ISSUED | 2014-09-10
E201409102651 | 2014-09-10 | REMOVE & REPLACE EXISTING 70A A.T.S. G4 PANEL BOARDS: P3 TRANS TRI. #106 PANEL PANEL P1 (1) 70A FEEDER TO ATS 3 PANELBOARDS (1) 125A USE 18 CIRCUITS (1) 200 A USE 14 CIRCUITS (1) 250A USE 8 CIRCUITS (1) 15 KVA TRANSFORMER AUTHOMATIC TRANSFER SWITCH 70A | WESTERN MACHINERY ELECTRIC | C | 541 | 24 | 2001 | UNION ST |  | G-4 #106 | ISSUED | 2014-09-10
EW20140910421 | 2014-09-10 | SURVEY INSPECTION FOR PROPERTY FOR SERVICE REPLACEMENT | BRIAN ROGERS ELECTRIC | R | 3633 | 25 | 3365 | 22ND ST |  | 1 | ISSUED | 2014-09-10
EW20140910921 | 2014-09-10 | TI FOR PROJECT JUICE. TO ADD DEDICATED CIRCUITS FOR APPLIANCES AND COUNTERTOP AND LED LIGHTING PER PLAN. | Q & Q ELECTRIC CO. INC | C | 3588 | 12 | 790 | VALENCIA ST |  | 1 | ISSUED | 2014-09-10
E201409102667 | 2014-09-10 | BASEMENT REMODEL. ADD 2 BEDROOMS AND BATHROOM ON GROUND FLOOR. 7 LIGHTS 8 SWITCHES 13 RECEPTACLES. | HAO QIANG CONSTRUCTION | R | 1904 | 46 | 1626 | 40TH AV |  | G/F | ISSUED | 2014-09-10
EW20140910502 | 2014-09-10 | FOR: MILLION DOLLAR ROUND TABLE SHOW DAYS 9/17-19/2014 FAIRMONT HOTEL SHOW #404679 | FREEMAN DECORATING SERVICES INC | C | 244 | 1 | 950 | MASON ST | 0 | 1 | ISSUED | 2014-09-10
EW20140910681 | 2014-09-10 | INSTALL TEMPORARY POWER FOR PUMPKIN PATCH AND CHRISTMAS TREE LOT. OCTOBER 1ST TO DECEMBER 26TH. | LOWE'S ELECTRIC | C | 1937 | 1 | 1620 | 07TH AV |  | 0 | ISSUED | 2014-09-10
E201409102662 | 2014-09-10 | UPGRADE ELECTRICAL SERVICE TO 125 AMPS 3 FANS 40 LIGHTS 15 SWITCHES 1 DISHWASHER 1 GARBAGE DISPOSAL 1 MICROWAVE 1 RANGE 5 SMOKE DETECTORS | H & BO CONSTRUCTION INC. | R | 2016 | 52 | 2733 | MORAGA ST |  |  | ISSUED | 2014-09-10
EW20140910662 | 2014-09-10 | INSTALL NEW CAT 5 CABLES | CAPITOL ELECTRIC CONST | C | 3717 | 12 | 135 | MAIN ST |  | 9 | ISSUED | 2014-09-10
EW20140910422 | 2014-09-10 | NEW LIGHTS RECEPTACLES CASH WRAP. EXISTING SERVICE | SMITH MORTON ELECTRICAL INC. | C | 268 | 6 | 220 | BUSH ST | 0 | 1 | ISSUED | 2014-09-10
E201409102646 | 2014-09-10 | ELECTRICAL INSTALLATION FOR BUS SHELTER AT MONTEREY/FOERSTER NORTH-WEST CORNER (SIDEWALK AREA): 1 SERVICE/15 AMP 2 #10 WIRES 2 CIRCUITS 6 LIGHTS ¿ CLEAR CHANNEL PANEL # 203281 | NORTH CONSTRUCTION SERVICE INC | C | 9999 | 999 | 999 | UNKNOWN * |  | OUTSIDE | COMPLETE | 2014-10-01
EW20140910922 | 2014-09-10 | TI FOR BALM COSMETICS: TO ADD ONE PENDANT ONE TRACK LIGHTING SIX WALL SCONCES AND THREE WALL DEDICATED RECEPTACLES. | Q & Q ELECTRIC CO. INC | C | 3588 | 12 | 788 | VALENCIA ST |  | 1 | COMPLETE | 2014-09-23
E201409102679 | 2014-09-10 | SOLAR PERMIT: 24 ROOF-MOUNTED SOLAR PV MODULES 327 WATTS PER MODULE 1 INTERACTIVE INVERTER POWER RATINGS (EACH) 7 KW TOTAL NO. OF RATING: 7 KW. | ALBION POWER COMPANY INC | R | 1815 | 005C | 1429 | 38TH AV |  | ROOF | COMPLETE | 2014-10-07
E201409102674 | 2014-09-10 | IN UNIT 618 KITCHEN & BATH. 4 CIRCUITS. NEW PANEL 125 AMPS. 1 LIGHT 1 SWITCH AND 3 RECEPTACLES. | GREEN TECH ELECTRIC SOLUTIONS | R | 2635 | 46 | 480 | WARREN DR |  | 6/F | CANCELLED | 2014-09-18
EW20140910641 | 2014-09-10 | ELECTRICAL UPGRADE | CA SUNRISE CONSTRUCTION SOLUTION INC | R | 5927 | 30 | 236 | FELTON ST |  | 5927 | COMPLETE | 2014-09-17
EW20140910861 | 2014-09-10 | ADD PLUGS TO THE KITCHEN AND BATHROOM #10 | BYINGTON ELECTRIC CORP | R | 3579 | 022A | 3685 | 17TH ST |  | 10 | COMPLETE | 2014-09-17
EW20140910423 | 2014-09-10 | WITNESS TEST @ QUINCE RESTAURANT - 470 PACIFIC AVE. (SEE PERMIT #EW20140725382) | PAGANINI ELECTRIC CORP(SEE SIGNATORIES) | C | 164 | 11 | 470 | PACIFIC AV | 0 | 1 | COMPLETE | 2014-09-18
EW20140910721 | 2014-09-10 | METRO JOB #57071 - 7TH FLOOR - DELTA DENTAL - T.I. WORK - (1) CIRCUIT (7) LIGHTS (2) SWITCHES (6) RECEPTACLES (1) EXIT (4) FURNITURE (1) STROBE (5) FIRE ALARM | METROPOLITAN ELECTRIC | C | 3721 | 1 | 100 | 01ST ST |  | 7 | ISSUED | 2014-09-10
EW20140910901 | 2014-09-10 | REMODEL COMPLETE 1 BEDROOM LOWER UNIT WITH BATH KITCHEN AND HALL. | PETERSON POWER & LIGHT | R | 3584 | 42 | 185 | HANCOCK ST |  | 1 | ISSUED | 2014-09-10
EW20140910503 | 2014-09-10 | 25 STATIONS FOR MODULAR PARTITIONS ONLY | SERVICE WEST | C | 266 | 1 | 111 | PINE ST |  | 1500 | COMPLETE | 2014-09-16
EW20140910882 | 2014-09-10 | RENEWAL OF PERMIT #EW20130118241 FOR FINAL. | MAL ROGERS ELECTRIC | C | 3800 | 7 | 890 | 07TH ST |  | 1 | ISSUED | 2014-09-10
EW20140910581 | 2014-09-10 | #10248-T/I LIGHTS PLUGS SWITCHES. NO LIFE SAFETY | ASF ELECTRIC INC | C | 235 | 9 | 20 | CALIFORNIA ST |  | 3 | ISSUED | 2014-09-10
EW20140910601 | 2014-09-10 | MODULAR OFFICE INSTALLATION OF 121 WORKSTATIONS | ADVANCED INSTALLATION SERVICES INC | C | 3794 | 10 | 123 | TOWNSEND ST |  | 6 | ISSUED | 2014-09-10
E201409102665 | 2014-09-10 | WITNESS TEST (1 HR) | BAY ALARM COMPANY | C | 146 | 6 | 644 | BROADWAY * |  | 4/F | ISSUED | 2014-09-10
E201409102661 | 2014-09-10 | SURVEY PERMIT FOR BATHROOM REMODEL. | OAK ELECTRIC INC | R | 4271 | 10 | 1344 | ALABAMA ST |  | G/F | COMPLETE | 2014-09-17
E201409102660 | 2014-09-10 | SURVEY PERMIT FOR BATHROOM REMODEL. | OAK ELECTRIC INC | R | 5517 | 021F | 85 | MIRABEL AV |  | G/F | ISSUED | 2014-09-10
E201409102663 | 2014-09-10 | WORK FOR GROUND FLOOR. 5 LIGHTS 7 SWITCHES 20 RECEPTACLES 1 FANS 3 SMOKE DECTORS. | NEW ERA CONSTRUCTION CO. ***CHECK ID**** | R | 1635 | 32 | 833 | BALBOA ST |  | GROUND FLOOR | ISSUED | 2014-09-10
EW20140910822 | 2014-09-10 | INSTALL FIRE ALARM DEVICES 7-RELAYS (SEF SOUND AND 3 WSHP SHUTDOWN) 9- SMOKE DETECTORS 5-SPEAKER/STROBES 3-STROBES | LYNCH ELECTRIC & SONS INC. | C | 7295 | 21 | 3251 | 20TH AV |  | 2 | ISSUED | 2014-09-10
E201409102647 | 2014-09-10 | ELECTRICAL INSTALLATION FOR BUS SHELTER AT SUTTER/STEINER NORTH-EAST CORNER (SIDEWALK AREA): 1 SERVICE/15 AMP 2 #10 WIRES 2 CIRCUITS 6 LIGHTS ¿ CLEAR CHANNEL PANEL # 204991 | NORTH CONSTRUCTION SERVICE INC | C | 9999 | 999 | 999 | UNKNOWN * |  | OUTSIDE | COMPLETE | 2014-10-01
EW20140910881 | 2014-09-10 | INSTALL NEW LIGHTING IN KITCHEN. | AW ELECTRICAL INC | R | 3774 | 417 | 200 | BRANNAN ST | 441 | 441 | ISSUED | 2014-09-10
EW20140910561 | 2014-09-10 | KIOSK 1 POINT OF CONNECTION. SPACE 9315. | BECKER TECHNICAL SERVICES | C | 3705 | 42 | 865 | MARKET ST |  | 3 | COMPLETE | 2014-09-15
EW20140910821 | 2014-09-10 | ADD PLUGS TO THE KITCHEN AND BATHROOM | BYINGTON ELECTRIC CORP | R | 3579 | 022A | 3685 | 17TH ST |  | 18 | COMPLETE | 2014-09-17
EW20140910541 | 2014-09-10 | RELOCATE (3) WALL STROBES. JOB #25932 | C B F INC | C | 295 | 8 | 450 | POWELL ST |  | 1 | COMPLETE | 2014-09-19
E201409102669 | 2014-09-10 | REMODEL KITCHEN: 4 SWITCHES 1 FAN 4 CIRCUITS 1 DISHWASHER 1 GARBAGE DISPOSAL 1 MICROWAVE 1 RANGE REPLACE WALL HEAT. | 21ST CENTURY HOME IMPROVT | R | 762 | 254 | 601 | VAN NESS AV | 709 |  | COMPLETE | 2014-09-30
E201409102678 | 2014-09-10 | REMOVE THE OUTDOOR MC CABLE AND REPLACE THE EMT. CONDUIT FOR THE SENSOR LIGHT. | YEUNG KONG ELECTRIC | R | 6442 | 11 | 748 | PRAGUE ST |  | 1ST FLOOR | COMPLETE | 2014-09-15
EW20140910461 | 2014-09-10 | ELEVATOR FIRE ALARM WITNESS TEST ONLY | E. J. WEBER ELECT.CO INC | C | 3560 | 13 | 2280 | MARKET ST |  | 1 | COMPLETE | 2014-09-16
E201409102645 | 2014-09-10 | ELECTRICAL INSTALLATION FOR BUS SHELTER AT RICHARDSON/FRANCISCO NORTH-WEST CORNER (SIDEWALK AREA): 1 SERVICE/15 AMP 2 #10 WIRES 2 CIRCUITS 6 LIGHTS ¿ CLEAR CHANNEL PANEL # 202091 | NORTH CONSTRUCTION SERVICE INC | C | 9999 | 999 | 999 | UNKNOWN * |  | OUTSIDE | COMPLETE | 2014-10-01
E201409102677 | 2014-09-10 | REPLACE LIGH FIXTURE AND SWITCH FAN | KUANG CONSTRUCTION CO | R | 3095 | 62 | 798 | MONTEREY BL | 2 |  | ISSUED | 2014-09-10
EW20140910481 | 2014-09-10 | INSTALL (119) DATA CABLES | MCMILLAN DATA COMMUNICATIONS | C | 3705 | 49 | 845 | MARKET ST |  | 5 | ISSUED | 2014-09-10
E201409102664 | 2014-09-10 | LOW VOLTAGE AUDIO/VIDEO CABLING & DATA CABLING IN WHOLE HOUSE. SPEAKERS TV HDMI/BALANCE CONNECTIONS PHONE/DATA DROPS. | HOOD BRANCO INNOVATIONS INC | R | 3605 | 76 | 314 | LIBERTY ST |  | ALL FLOOR | ISSUED | 2014-09-10
EW20140910841 | 2014-09-10 | ADD PLUGS TO THE KITCHEN AND BATHROOM #19 | BYINGTON ELECTRIC CORP | R | 3579 | 022A | 3685 | 17TH ST |  | 19 | COMPLETE | 2014-09-17
E201409102644 | 2014-09-10 | UNIT #2: KITCHEN CABINETS AND BATHROOM REMODEL: 4 LIGHTS 5 SWITCHES 6 RECEPTACLES 1 FAN | SUNSET ELECTRIC & CONST | R | 927 | 22 | 3324 | BRODERICK ST |  |  | COMPLETE | 2014-10-09
EW20140910501 | 2014-09-10 | INSTALLATION OF UFER GROUND. | KORBES ELECTRIC | R | 3609 | 54 | 350 | LEXINGTON ST |  | 1 | ISSUED | 2014-09-10
EW20140910761 | 2014-09-10 | NEW WIRING TO ALL LIGHTS AND RECEPTACLES. | GRANITE ELECTRIC | R | 5709 | 18 | 26 | ELLERT ST |  | 3 | ISSUED | 2014-09-10
E201409102657 | 2014-09-10 | BATHROOM REMODEL. 100 AMP SERVICE. INSTALL 3 LIGHTS 4 SWITCHES 2 RECEPTACLES 1 FAN. | OAK ELECTRIC INC | R | 4271 | 10 | 1344 | ALABAMA ST |  | G/F | ISSUED | 2014-09-10
E201409102653 | 2014-09-10 | REWIRE 2ND AND 3RD FLOORS INSTALL 18 CAN LIGHTS. | V N G CONSTR. INC -
E201409102648 | 2014-09-10 | KITCHEN REMODEL 11 LIGHTS 4 SWITCHES 5 PLUS 1 DW 1 GD 1 MW 1 RANGE | REMODO | R | 577 | 45 | 1966 | PACIFIC AV | 204 | 3 | COMPLETE | 2014-10-01
EW20140910702 | 2014-09-10 | SOLAR INSTALLATION - 14 ROOF-MOUNTED SOLAR PV MODULES 255 WATTS PER MODULE 14 INTERACTIVE INVERTER TOTAL NO. OF RATING 3.57 KW. | CA SUNRISE CONSTRUCTION SOLUTION INC | R | 6969 | 005C | 829 | GENEVA AV |  | 6969 | COMPLETE | 2014-09-16
EW20140910661 | 2014-09-10 | INSTALL NEW CAT 5 CABLES | CAPITOL ELECTRIC CONST | C | 3708 | 40 | 49 | STEVENSON ST |  | 10 | COMPLETE | 2014-09-18
E201409102659 | 2014-09-10 | 1ST FLR: ELECTRICAL WORK TO BE DONE BY CONTRACTOR FOR "GOOD VIBRATIONS" HALO ILLUMINATED SIGN: EXTERIOR (1) | JOHNSON UNITED INC DBA UNITED SIGN SYSTE | C | 293 | 1 | 211 | SUTTER ST |  | 1 | ISSUED | 2014-09-10
E201409102672 | 2014-09-10 | IN UNIT 520 KITCHEN & BATH. 4 CIRCUITS. NEW PANEL 125 AMPS. 1 LIGHT 1 SWITCH AND 3 RECEPTACLES. | GREEN TECH ELECTRIC SOLUTIONS | R | 2635 | 46 | 480 | WARREN DR |  | 5/F | CANCELLED | 2014-09-18
E201409102658 | 2014-09-10 | BATHROOM REMODEL. 3 LIGHTS 3 SWITCHES 2 RECEPTACLES 1 FAN 125 AMPS SERVICE. | OAK ELECTRIC INC | R | 5517 | 021F | 85 | MIRABEL AV |  | G/F | ISSUED | 2014-09-10
E201409102656 | 2014-09-10 | UPGRADE (E) SERVICE TO 400A 9320A CONTINUOUS) RESIDENTIAL ELECTRICAL SERVICE (UNDERGROUND) 16 CIRCUITS | CBS ELECTRIC | R | 1309 | 12 | 475 | SEACLIFF AV |  | 1ST FLOOR | ISSUED | 2014-09-10
E201409102676 | 2014-09-10 | LOWER LEVEL BEDROOMS & BATHROOM; 8 LIGHTS 8 SWITCHES 30 RECEPTACLES 2 FANS 3 SMOKE DETECTORS | HONG'S GENERAL CONSTRUCTION INC | R | 1820 | 29 | 1470 | 34TH AV |  |  | ISSUED | 2014-09-10
E201409102655 | 2014-09-10 | 1ST FLOOR AND 2ND FLOOR BATHROOM: 4 LIGHTS 3 SWITCHES 6 RECEPTACLES 2 FANS. | PANTHEON DESIGN AND CONSTRUCTION | R | 476 | 004A | 1066 | FRANCISCO ST |  |  | ISSUED | 2014-09-10
E201409112688 | 2014-09-11 | UPGRADE THE ELECTRICAL SERVICE FROM 60A TO 100A SINGLE PHASE. #4 FEEDERS 1 LIGHT 1 SWITCH 1 RECEPTACLE. | J.W. ELECTRICAL & CONST. | R | 2302 | 6 | 2223 | 47TH AV |  | GARAGE | ISSUED | 2014-09-11
EW20140911963 | 2014-09-11 | NEW 50 2 POLE 50 AMP CIRCUIT FROM (E) VERIZON SERVICE PANET TO NEW EQUIPMENT CABINET. | L.D. STROBEL CO LTD | C | 836 | 1 | 1500 | MARKET ST |  | 1 | COMPLETE | 2014-09-18
E201409112695 | 2014-09-11 | UNIT 2: MOVE 100AMP SUBPANEL TO HALLWAY 8 LIGHTS 7 RECEPTACLES 7 SWITCHES 2 FANS 1 DISHWASHER 1 DISPSOAL 1 RANGE 4 SMOKE DETECTORS. | NEW DIMENSION | R | 1520 | 12 | 579 | 24TH AV |  |  | ISSUED | 2014-09-11
EW20140911341 | 2014-09-11 | ADD RECESSED LIGHTS LIVING ROOM AND KITCHEN | RONAN MC CONNELL ELECTRIC | R | 1100 | 118 | 45 | BEIDEMAN ST |  | 1 | ISSUED | 2014-09-11
E201409112705 | 2014-09-11 | ADDRESS CORRECTION FOR E201407141153. | MAYATEC CONSTRUCTION CO | R | 3609 | 76 | 323 | LEXINGTON ST |  |  | COMPLETE | 2014-09-15
EW20140911081 | 2014-09-11 | LEVEL L1 - INSTALL 4 L6-30R RECEPTACLES | MCMILLAN BROS ELECTRIC | C | 292 | 2 | 1 | MONTGOMERY ST |  | 1 | ISSUED | 2014-09-11
E201409112680 | 2014-09-11 | G/F: ONE BEDROOM FAMILY ROOM ONE FULL BATHROOM: 3 LIGHTS 4 SWITCHES 11 RECEPTACLES 1 FAN. | SUNSET ELECTRIC & CONST | R | 6466 | 25 | 15 | CROSS ST |  |  | ISSUED | 2014-09-11
EW20140911982 | 2014-09-11 | PROVIDE AND INSTALL (206) LOCATIONS OF 2 CAT6 CABLES EACH WITH OTHER WIFI CAMERAS AND DISPLAYS. PLUS FIBER BACKBONE AND CLOSET BUILDOUT | SPRIG ELECTRIC | R | 3794 | 10 | 123 | TOWNSEND ST |  | 6 | ISSUED | 2014-09-11
E201409112701 | 2014-09-11 | UNIT C: TO COMPLY WITH PHYSICAL INSPECTION REPORT CC-7756 | POSITIVE ELECTRIC CO | R | 6521 | 13 | 1156 | TREAT AV |  |  | ISSUED | 2014-09-11
E201409112699 | 2014-09-11 | COMMON AREA & UNIT A: TO COMPLY WITH PHYSICAL INSPECTION REPORT CC-7756. | POSITIVE ELECTRIC CO | R | 6521 | 13 | 1156 | TREAT AV |  |  | ISSUED | 2014-09-11
E201409112702 | 2014-09-11 | KITCHEN REMODEL 2/F: 4-20A FEEDES NEW 4 CKTS 7 LIGHTS 4 SWITCHES 8 RECEPTACLES 1 DIWHASHER 1 DISPOSAL 1 MICROWAVE 1 RANGE. | AARON GORDON CONSTRUCTION INC | R | 3596 | 48 | 276 | SAN CARLOS ST |  |  | ISSUED | 2014-09-11
E201409112696 | 2014-09-11 | NEW LED LIGHTS. 6 LIGHTS 4 SWITCHES 1 FAN 1 DISHWASHER 1 GARBAGE DISPOSAL 1 MICROWAVE 1 RANGE 4 SMOKE DETECTORS. | AYALA'S COLOR AND CONCEPTS | R | 7092 | 36 | 278 | LOBOS ST |  |  | ISSUED | 2014-09-11
E201409112684 | 2014-09-11 | INSTALL 3P 200A 277/480V U/G SWITCHGEAR TEMP POWER. | S R BRAY LLC/DBA: POWER PLUS | C | 3834 | 1 | 1400 | 07TH ST |  |  | ISSUED | 2014-09-11
E201409112694 | 2014-09-11 | REMODEL KITCHEN & BATHROOM; 10 LIGHTS 15 SWITCHES 1 DISHWASHER | GARY LIU CONSTRUCTION INC (ASK FOR ID) | R | 2161 | 24 | 2034 | 42ND AV |  |  | ISSUED | 2014-09-11
EW20140911961 | 2014-09-11 | 3RD FLOOR BATH MASTER BEDROOM LANDING - ADD RECESSED LIGHTS RELOCATE OUTLETS/1ST FLOOR LIVING ROOM DINING ROOM KITCHEN POWDER ROOM - RELOCATE LIGHTS ADD LIGHTS ADD PLUG RECEPTACLES. | ATHENA ELECTRICAL CONST | R | 55 | 21 | 1980 | GRANT AV | 7 | 2 | ISSUED | 2014-09-11
E201409112689 | 2014-09-11 | REMODEL (E) KITCHEN AND BATHROOM AT 3RD FLOOR: 3 LIGHTS 3 SWITCHES 7 RECEPTACLE. | LEI'S CONSTRUCTION CO | R | 1686 | 25 | 888 | 44TH AV |  | 3RD FLR | COMPLETE | 2014-10-02
E201409112693 | 2014-09-11 | WORK IN UNIT #252: 15 LIGHTS 12 SWITCHES 40 RECEPTACLES 1 PANELBOARD. | NEEDHAM ELECTRIC | C | 4109 | 1 | 2475 | 03RD ST |  | 2ND FLOOR | ISSUED | 2014-09-11
EW20140911161 | 2014-09-11 | CONDO CONVERSION INSPECTION CC 7977 FOR WORK DONE WITHOUT PERMIT KITCHEN 8 PLUGS 1 HOOD 3 SWITCHES 1 DISH W. 3 LIGHTS HALL LIGHTING 1 TRACK LIGHT | E A ELECTRIC | R | 3589 | 48 | 178 | SAN CARLOS ST |  | 2 | ISSUED | 2014-09-11
EW20140911361 | 2014-09-11 | IN LIVING ROOM INSTALL NEW SWITCH AND FOUR RECESSED LED ON NEW AFCI CIRCUIT. IN KITCHEN CONFORM TO CURRENT CODE WITH NEW PLUGS AND CIRCUITS. | CHERI COCHRAN | R | 2461A | 25 | 2425 | VICENTE ST |  | 1 | ISSUED | 2014-09-11
EW20140911281 | 2014-09-11 | FULL UNIT REMODEL. ELECTRICAL SERVICE UPGRADE FOR WHOLE BUILDING. | CHASOV ELECTRICAL VOICE & DATA | R | 1201 | 37 | 1319 | GROVE ST |  | 1 | ISSUED | 2014-09-11
EW20140911201 | 2014-09-11 | FIRE SPRINKLER MONITORING SYSTEM WITH LIFE SAFETY WITNESS TEST | SAN FRANCISCO FIRE PROTECTION | R | 506 | 13 | 1864 | GREENWICH ST | 0 | 0 | ISSUED | 2014-09-11
E201409112686 | 2014-09-11 | CHANGE ELECTRICAL OUTLET IN KITCHEN (1) RECEPTACLE. | WEST COAST CONSTRUCTION CO | R | 4991 | 368 | 101 | CRESCENT WY | 2207 |  | ISSUED | 2014-09-11
EW20140911261 | 2014-09-11 | (110) NEW A/V C6 CABLES @ NEW RELIC - 188 SPEAR ST 9TH FLOOR | PAGANINI COMMUNICATIONS INC | C | 3717 | 19 | 188 | SPEAR ST |  | 9 | ISSUED | 2014-09-11
E201409112681 | 2014-09-11 | CELL SITE MODIFICATION . | OVERLAND CONTRACTING INC | C | 5802 | 20 | 3999 | MISSION ST | 0 |  | ISSUED | 2014-09-11
E201409112697 | 2014-09-11 | SPACE 142: INSTALL 1 ILLUMINATED SIGN. | S J P SIGNS INC (QUALITY SIGN) | C | 7295 | 21 | 3251 | 20TH AV |  |  | ISSUED | 2014-09-11
E201409112707 | 2014-09-11 | MODIFICATION OF (E0 AT & T FACILITY - 3 (N) RRU'S AND (N) DUS41 EQUPMENT | NU REV COMMUNICATIONS INC. | C | 3783 | 8 | 600 | TOWNSEND ST |  |  | ISSUED | 2014-09-11
EW20140911181 | 2014-09-11 | SUMP PUMP - JOB #33778 (GARAGE) | C B F INC | C | 167 | 63 | 75 | BROADWAY * |  | 0 | COMPLETE | 2014-09-16
EW20140911101 | 2014-09-11 | TET/DATA CABLING #T33916 | C B F INC | C | 3708 | 6 | 62 | 01ST ST |  | 5 | COMPLETE | 2014-09-12
E201409112698 | 2014-09-11 | 1 CKT FOR NEW MINI SPLIT SYSTEM. | DOVE'S SERVICES | R | 4145 | 8 | 2318 | BRYANT ST |  |  | ISSUED | 2014-09-11
EW20140911143 | 2014-09-11 | INSTALL (367) DATA CABLES. | MCMILLAN DATA COMMUNICATIONS | C | 3710 | 19 | 45 | FREMONT ST |  | 18 | ISSUED | 2014-09-11
EW20140911022 | 2014-09-11 | MORGAN STANLEY - LIFE SAFETY (9)STROBES (7)SPEAKERS TO EXISTING FIRE ALARM SYSTEM | MCMILLAN BROS ELECTRIC | C | 263 | 11 | 101 | CALIFORNIA ST |  | 7 | ISSUED | 2014-09-11
EW20140911061 | 2014-09-11 | UFER GROUND INSTALLATION | WELLS ELECTRICAL INC | R | 645 | 1 | 1507 | CALIFORNIA ST |  | 1 | ISSUED | 2014-09-11
EW20140911021 | 2014-09-11 | MODULAR OFFICE FURNITURE INSTALLATION OF (34) WORKSTATIONS. | ADVANCED INSTALLATION SERVICES INC | C | 269 | 1 | 235 | MONTGOMERY ST |  | 650 | ISSUED | 2014-09-11
E201409112685 | 2014-09-11 | 2ND FLR: 6 LIGHTS 8 SWITCHES 28 RECEPTACLES 2 FANS 1 DISHWASHER 1 GARBAGE DISPOSAL 1 MICROWAVE 1 RANGE 14 CIRCUITS; SERVICES NO. & SIZES: (1) 200 AMPS; FEEDERS NO. & SIZE: 2; PANELBOARDS/SWITCHBOARD NO. & SIZES: 2 - 125 AMP (2 METERS) - ELECTRICAL IN KITCHEN AND BATHROOM BEDROOMS; MOVE ELECTRICAL PANEL (PG&E) AND INSTALL NEW ONE. | PAGAN CONSTRUCTION LLC | R | 4004 | 19 | 1546 | 18TH ST |  | 2ND FLR | ISSUED | 2014-09-11
EW20140911381 | 2014-09-11 | REWIRE : KITCHEN DINING AND LIVING ROOM BATHROOM LAUNDRY AND BEDROOM. ADD 80 AMPS SUB-PANEL | ELECTRO INTEGRITY | R | 2701 | 10 | 358 | DOUGLASS ST |  | 2 | ISSUED | 2014-09-11
EW20140911981 | 2014-09-11 | INSTALL 13 ROOF TOP FLUSH MOUNTED SOLAR PANELS. (3.315KW) - 13 ROOF-MOUNTED SOLAR PV MODULES 255 WATTS PER MODULE 1 INTERACTIVE INVERTER TOTAL NO. OF RATING 3.315 KW. | SOLARCITY CORPORATION | R | 2199 | 7 | 824 | RIVERA ST |  | 2 | ISSUED | 2014-09-11
E201409112682 | 2014-09-11 | CELL SITE MODIFICATION. | OVERLAND CONTRACTING INC | C | 3716 | 21 | 121 | SPEAR ST |  |  | ISSUED | 2014-09-11
EW20140911121 | 2014-09-11 | SITE SURVERY FOR TEL/DATA PROJECT IN BASEMENT - T26397 | C B F INC | C | 3785 | 002A | 410 | TOWNSEND ST |  | 0 | ISSUED | 2014-09-11
EW20140911144 | 2014-09-11 | 3RD FLOOR - MIDDLE UNIT OF 3 UNITS CONDO CONVERSION INSPECTION FOR WORK DONE WITH OUT PERMIT. KITCHEN: 8 PLUGS DISH W. HOOD 5 LIGHTS 4 SWITCHES. BATH: 1 PLUG 2 LIGHTS 2 SWITCHES | E A ELECTRIC | R | 3589 | 48 | 176 | SAN CARLOS ST |  | 3 | ISSUED | 2014-09-11
E201409112703 | 2014-09-11 | DINING ROOM IN 2/F CONDO: 6 LIGHTS 1 SWITCH 1 RECEPTACLE OK PER B.K. | AARON GORDON CONSTRUCTION INC | R | 7501 | 163 | 16 | CARNELIAN WY |  |  | ISSUED | 2014-09-11
E201409112691 | 2014-09-11 | KITCHEN REMODEL: LED LIGHTS (4" CAN) DIMMER SWITCHES GFI - DEDICATED APPLIANCES. 7 LIGHTS 5 SWITCHES 5 RECEPTACLES. | NELSON CONTRACTING | R | 7211 | 003A | 3065 | 26TH AV |  | 1ST FLR | ISSUED | 2014-09-11
EW20140911962 | 2014-09-11 | REPLACE SUB MAIN BREAKER | PRE WIRE ELECTRICAL | R | 693 | 1 | 1003 | POST ST | 0 | 1 | ISSUED | 2014-09-11
E201409112706 | 2014-09-11 | CONSTRUCT 2 BEDROOMS LAUNDRY ROOM AND 1 FULL BATHROOM. ALL WORK AT G/F. 6 LIGHTS 7 SWITCHES 11 RECEPTACLES 1 FAN 3 SMOKE DETECTORS 1 WASHER AND 1 DRYER. | PIONIC UNIT CONSTRUCTION CO | R | 7159 | 14 | 15 | REGENT ST |  |  | ISSUED | 2014-09-11
EW20140911002 | 2014-09-11 | MORGAN STANLEY (93)LIGHTS (40)SWITCHES (82)RECEPTACLES (1) PANELBOARD LIFE SAFETY | MCMILLAN BROS ELECTRIC | C | 259 | 26 | 555 | CALIFORNIA ST | 0 | 36 | ISSUED | 2014-09-11
EW20140911321 | 2014-09-11 | ELECTRICAL T.I. - JOB 33857 | C B F INC | C | 259 | 26 | 555 | CALIFORNIA ST | 0 | 23 | ISSUED | 2014-09-11
E201409112690 | 2014-09-11 | ADD BATHROOM LAUNDRY ROOM AND TWO BEDROOMS AT GROUNDFLOOR. 6 LIGHTS 6 SWITCHES 14 RECEPTACLES. | LEI'S CONSTRUCTION CO | R | 7164 | 51 | 158 | WILSON ST |  |  | ISSUED | 2014-09-11
EW20140911221 | 2014-09-11 | BATHROOM REMODEL INCLUDING NEW CIRCUITRY 2 PLUGS RECESSED LIGHTS RADIANT FLOOR HEATING | JAMES I FROST | R | 5977 | 8 | 262 | SOMERSET ST |  | 1 | ISSUED | 2014-09-11
E201409112700 | 2014-09-11 | UNIT B: TO COMPLY WITH PHYSICAL INSPECTION REPORT CC-7756 | POSITIVE ELECTRIC CO | R | 6521 | 13 | 1156 | TREAT AV |  |  | ISSUED | 2014-09-11
EW20140911983 | 2014-09-11 | 12 STATIONS FOR MODULAR PARTITIONS ONLY | SERVICE WEST | C | 3709 | 006A | 50 | FREMONT ST |  | 3160 | ISSUED | 2014-09-11
EW20140911222 | 2014-09-11 | INSTALL 16 CAT 6 CABLES AND 9 SPEAKER CABLES. | MAL ROGERS ELECTRIC | C | 3562 | 7 | 2342 | MARKET ST |  | 1 | COMPLETE | 2014-09-11
E201409112704 | 2014-09-11 | KITCHEN & 2 BATHROOM REMODELS WITH A NEW SUBPAN | MATTHEW P LEFFERS | R | 797 | 24 | 883 | FULTON ST |  |  | ISSUED | 2014-09-11
EW20140911041 | 2014-09-11 | INSTALL LIGHT FIXTURES SWITCHES OUTLETS. PROVIDE AND INSTALL FIRE ALARM EQUIPMENT. RUN NEW CIRCUITS. | CANNING ELECTRIC INC | C | 1032 | 2 | 3201 | CALIFORNIA ST |  | 1 | ISSUED | 2014-09-11
EW20140911241 | 2014-09-11 | REMODELING HALF OF THE KITCHEN. | CHASOV ELECTRICAL VOICE & DATA | R | 653 | 36 | 46 | ORBEN PL |  | 1 | ISSUED | 2014-09-11
E201409112683 | 2014-09-11 | ADDRESSS CORRECTION FOR E2014067779. | SUNGEVITY INC | R | 2407 | 21 | 2446 | 19TH AV |  |  | ISSUED | 2014-09-11
EW20140911301 | 2014-09-11 | INSTALLATION OF A SOLAR PV SYSTEM. - 10 ROOF-MOUNTED SOLAR PV MODULES 255 WATTS PER MODULE 10 INTERACTIVE INVERTER TOTAL NO. OF RATING 2.56 KW. | SWANROCK INC. DBA: SKYTECH SOLAR | R | 1808 | 39 | 1442 | 46TH AV |  | 0 | ISSUED | 2014-09-11
EW20140911001 | 2014-09-11 | MORGAN STANLEY (96)LIGHTS (32)SWITCHES (55)RECEPTACLES LIFE SAFETY | MCMILLAN BROS ELECTRIC | C | 259 | 26 | 555 | CALIFORNIA ST | 0 | 35 | ISSUED | 2014-09-11
E201409112692 | 2014-09-11 | FIRE ALARM PANEL REPLACEMENT - 97 SMOKE DETECTORS. ALSO LIFE SAFETY WITNESS TEST. | SABAH INTERNATIONAL INCORPORATED | R | 832 | 68 | 333 | FELL ST |  |  | ISSUED | 2014-09-11
EW20140911142 | 2014-09-11 | 4 STATIONS FOR MODULAR PARTITIONS ONLY | SERVICE WEST | C | 236 | 19 | 150 | CALIFORNIA ST |  | 850 | ISSUED | 2014-09-11
EW20140911941 | 2014-09-11 | REMODEL A BATHROOM. 5 LIGHTS 3SWITCHES AND 2 PLUGS. | MIN'S ELECTRIC INC | R | 2076 | 36 | 1842 | 40TH AV |  | 1 | ISSUED | 2014-09-11
EW20140911322 | 2014-09-11 | TEMPORARY OFFICE GROUNDING ELECTRODE | EDWARD FITZGERALD ELECTRIC | R | 3621 | 6 | 400 | HILL ST |  | 1 | ISSUED | 2014-09-11
EW20140911023 | 2014-09-11 | MODULAR FURNITURE INSTALLATION OF (24) WORKSTATIONS. | ADVANCED INSTALLATION SERVICES INC | C | 3708 | 40 | 49 | STEVENSON ST |  | 10 | COMPLETE | 2014-09-18
EW20140911141 | 2014-09-11 | INSTALL (401) DATA CABLES | MCMILLAN DATA COMMUNICATIONS | C | 3710 | 19 | 45 | FREMONT ST |  | 14 | ISSUED | 2014-09-11
E201409112687 | 2014-09-11 | 1ST FLOOR: 7 LIGHTS 9 SWITCHES 19 RECEPTACLES 6 CIRCUITS 1 FAN 2 SMOKE DETECTORS. INSTALL NEW ELECTRICAL AT BATHROOM BEDROOM AND LAUNDRY ON 1ST FLR. | SKYY BUILDERS | R | 2481 | 15 | 2686 | 16TH AV |  | 1ST FLR | ISSUED | 2014-09-11
E201409122737 | 2014-09-12 | REMODEL EXISTING BATHROOM KITCHEN ADD 1 STORAGE & REMODEL PARKING SPACE 3 LIGHTS 5 SWITCHES 8 RECEPTACLES 1 FAN 3 SMOKE DETECTORS. | NEW ERA CONSTRUCTION CO. ***CHECK ID**** | R | 1542 | 39 | 430 | 03RD AV |  | 1/F | ISSUED | 2014-09-12
E201409122739 | 2014-09-12 | REMODEL EXISTING BATHROOM KITCHEN ADD 1 STORAGE & REMODEL PARKING SPACE 3 LIGHTS 5 SWITCHES 8 RECEPTACLES 1 FAN 3 SMOKE DETECTORS. | NEW ERA CONSTRUCTION CO. ***CHECK ID**** | R | 1542 | 39 | 432 | 03RD AV |  | 1/F | ISSUED | 2014-09-12
E201409122731 | 2014-09-12 | UFER GROUND. | J & J OWENS ELECTRIC INC | R | 7013 | 45 | 739 | GRAFTON AV |  |  | COMPLETE | 2014-09-22
EW20140912663 | 2014-09-12 | REWORK PORTION OF OVERHEAD SERVICE MAST TO MEET PG&E REQUIREMENTS. | PAGCO CONSTRUCTIONINC. | R | 2857 | 19 | 185 | CASTENADA AV |  | 1 | ISSUED | 2014-09-12
E201409122740 | 2014-09-12 | INSTALL UF GROUND UPDATE THE (E) SERVICE PANEL 200AMP NEW ELECTRICAL FOR EXTEND THE HOUSE VERTICAL ADDITION. FOUR BATHROOMS 1 KITCHEN BEDROOMS UPDATE ELECTRICAL FOR (E) ROOMS 20 CKTS 20 LIGHTS 25 SWITCHES 40 RECEPTACLES 4 FANS 1 DISHWASHER 1 DISPOSAL 1 MICROWAVE 5 SMOKE DETECTORS. | W J L CONSTRUCTION INC | R | 2399 | 26 | 2462 | 27TH AV |  |  | ISSUED | 2014-09-12
E201409122713 | 2014-09-12 | MOVE ONE CONDUIT IN THE WAY OF SEISMIC RETROFIT WORK. 1 RECEPTACLE. | ASHBURY QUALITY CONSTRUCTION | C | 4357 | 3 | 900 | MARIN ST |  |  | ISSUED | 2014-09-12
E201409122729 | 2014-09-12 | KITCHEN REWIRE. | LOPEZ ELECTRIC | R | 152 | 22 | 1718 | HYDE ST | 0 |  | ISSUED | 2014-09-12
E201409122745 | 2014-09-12 | REMODEL (E) KITCHEN & BATHROOM CONNECT WIRKINGS FOR APPLIANCES IN KITCHEN BATHROOM GFIC OUTLETS: 4 LIGHTS 4 SWITCHES 15 RECEPTACLES 2 FANS 6 CKTS 1 DISHWASHER 1 RANGE. | ALLIED TEAMWORK CONSTRUCTION CO | R | 794 | 11 | 564 | GROVE ST |  |  | ISSUED | 2014-09-12
EW20140912721 | 2014-09-12 | INSTALLATION OF A SOLAR PV SYSTEM. - 9 ROOF-MOUNTED SOLAR PV MODULES 260 WATTS PER MODULE 9 INTERACTIVE INVERTER TOTAL NO. OF RATING 2.34 KW. | SWANROCK INC. DBA: SKYTECH SOLAR | R | 6157 | 012A | 975 | GIRARD ST |  | 0 | ISSUED | 2014-09-12
E201409122730 | 2014-09-12 | KITCHEN REMODEL. | OLIVE CONSTRUCTION | R | 6990 | 17 | 525 | BRIGHT ST |  |  | ISSUED | 2014-09-12
E201409122714 | 2014-09-12 | KITCHEN REMODEL. ADDING ADDITIONAL CIRCUITS AND OUTLETS AND BRING UP TO CODE. 2 SWITCHES 5 PLUGS 1 GD 1 DW. 3 CIRCUITS | LANDIS CONSTRUCTION | R | 839 | 72 | 241 | LILY ST |  |  | ISSUED | 2014-09-12
EW20140912401 | 2014-09-12 | INSTALL 8 NEW CIRCUIT AND 3 LIGHTS | MAGNUM CONSTRUCTION GROUP INC | C | 6768 | 45 | 36 | MONTEREY BL | 0 | 2 | ISSUED | 2014-09-12
E201409122708 | 2014-09-12 | BATHROOM REMODEL. OK NR. |  | R | 6553 | 12 | 4046 | 26TH ST |  |  | ISSUED | 2014-09-12
EW20140912444 | 2014-09-12 | INSTALL 1 LIGHT 1 SWITCH 3 OUTLETS IN REAR YARD. | A J ELECTRIC | R | 2374 | 30 | 2334 | 46TH AV |  | 1 | ISSUED | 2014-09-12
EW20140912602 | 2014-09-12 | INSTALL ELECTRICAL COMPONENTS FOR MODULAR FURNITURE - 56 WORKSTATIONS | BAY AREA INSTALLATIONSIN | C | 236 | 17 | 100 | CALIFORNIA ST |  | 1400 | ISSUED | 2014-09-12
EW20140912581 | 2014-09-12 | INSTALL 8 FLOOR ELECTRICAL OUTLETS INSTALL 4 WALL OUTLETS INSTALL LIGHT FIXTURES. LOW VOLTAGE DATA CABLING WILL BE INSTALLED. | INNOVATIVE TECHNOLOGIES | C | 112 | 7 | 100 | GREEN ST |  | 1 | ISSUED | 2014-09-12
EW20140912402 | 2014-09-12 | INSPECT CORRECTION TO PERMIT EW20140209881 IN HOUSE PANEL ( 20 AMP BREAKER CHANGE TO 2-POLE) | THOMAS W DOYLE DBA DOYLE ELECTRIC | R | 839 | 22 | 371 | OAK ST |  | 1 | COMPLETE | 2014-09-17
E201409122717 | 2014-09-12 | G/F REMODELING UFER GROUND NEW SUBPANEL 35 LIKGHTS 15 SWITCHES 30 RECEPTACLES 1 FAN 4 SMOKE DETECTORS. | H M W DEVELOPMENT INC | R | 3031A | 2 | 849 | TERESITA BL |  |  | ISSUED | 2014-09-12
EW20140912481 | 2014-09-12 | INSTALL 100AMP OH TEMP POWER SERVICE FOR CONSTRUCTION | Q & Q ELECTRIC CO. INC | R | 1402 | 22 | 3032 | CLEMENT ST |  | 1 | ISSUED | 2014-09-12
EW20140912382 | 2014-09-12 | REWIRE: KITCHEN LIVING AND DINING ROOM BATHROOM AND LAUNDRY. ADD 80 AMPS SUB-PANEL | ELECTRO INTEGRITY | R | 2701 | 10 | 356 | DOUGLASS ST |  | 1 | ISSUED | 2014-09-12
EW20140912561 | 2014-09-12 | REWIRE COMPLETE | WESTWIND BUILDERS & ELECTRIC INC | C | 1410 | 1 | 207 | 23RD AV |  | 1 | ISSUED | 2014-09-12
E201409122716 | 2014-09-12 | INSTALL 1 ILLUMINATED WALL SIGN FOR "H & R BLOCK" | A A SIGN IMAGE | C | 1451 | 24 | 5550 | GEARY BL |  |  | ISSUED | 2014-09-12
EW20140912667 | 2014-09-12 | INSTALL (280) CABLES ON THE 12TH FLOOR FOR SALESFORCE - PHASE 4B - 57122 | METROPOLITAN ELECTRIC | C | 3709 | 006A | 50 | FREMONT ST |  | 12 | ISSUED | 2014-09-12
E201409122728 | 2014-09-12 | RELOCATION OF EXISTING FA DEVICES. INSTALL CONDUIT & BOXES TO THE RELOCATED DEVICES | DE LAO ELECTRIC | C | 296 | 32 | 490 | POST ST | 336 |  | ISSUED | 2014-09-12
EW20140912502 | 2014-09-12 | BLEACHER REPORT-153 KEARNY STREET 2ND AND 6TH FLOORS-WBE JOB# 08-134637-PERSON OF CONTRACT IS RON PENDERGRASS-415-740-0014 | W. BRADLEY ELECTRIC | C | 293 | 10 | 153 | KEARNY ST | 0 | 2 | ISSUED | 2014-09-12
EW20140912441 | 2014-09-12 | THIS PERMIT IS FOR 100 AMP TEMP POWER AT SITE. | J L ELECTRIC | R | 5327 | 38 | 1665 | PALOU AV |  | 0 | ISSUED | 2014-09-12
EW20140912421 | 2014-09-12 | TO CONTINUE ELECTRICAL WORK THAT FEES HAS BEEN PAID UNDER PERMIT NUMBER EW20140711221 THE WORK IS TO REWIRED THE TWO BEDROOMS APARTMENT KITCHEN BATHROOM LAUNDRY ROOM LIVING DINING AND HALLWAY NEW RECESSED LIGHTS TOTAL OF 30 RECEPTACLES 15 RECESSED LIGHTS SMOKE DETECTORS 20 SWITCHES | L & L ELECTRIC | R | 0723C | 70 | 1315 | LAGUNA ST | 5 | 5 | ISSUED | 2014-09-12
EW20140912641 | 2014-09-12 | TO CONTINUE AND COMPLETE ELECTRICAL WORK UNDER ELECTRICAL PERMIT NUMBER E20140702911 THREE NEW BATHROOMS TWO STAIR WAY LIGHTING TOP ROM IN ROOF LIGHTS AND PLUGS SMOKE DETECTORS LAUNDRY ROOM CLOSET | L & L ELECTRIC | R | 49 | 9 | 2434 | LEAVENWORTH ST |  | 1 | ISSUED | 2014-09-12
EW20140912601 | 2014-09-12 | INSTALL APPROXIMATELY 100 RECESSED CORRIDOR LIGHTS | INNOVATIVE TECHNOLOGIES | R | 306 | 17 | 599 | POST ST |  | 1 | ISSUED | 2014-09-12
E201409122719 | 2014-09-12 | ADDRESS CORRECTION FOR E201407171245. REF BA201408274880 & BA201408274877. | EMCOR SERVICES/MESA ENERGY SYSTEMS INC | C | 199 | 22 | 155 | JACKSON ST |  |  | ISSUED | 2014-09-12
EW20140912621 | 2014-09-12 | INSTALLED LOW VOLTAGE WIRING FOR DATA AND PHONES | AW ELECTRICAL INC | C | 294 | 23 | 309 | SUTTER ST |  | 1 | COMPLETE | 2014-09-12
EW20140912443 | 2014-09-12 | SINGLE HOME GROUND LEVEL ADDITION AND FULL ELECTRICAL WIRING UPGRADE 200AMP OH AND SUBPANEL. | Q & Q ELECTRIC CO. INC | R | 2494A | 3 | 1725 | WAWONA ST |  | 1 | ISSUED | 2014-09-12
E201409122720 | 2014-09-12 | NEW CONSTRUCTION : 8-STORY / 38 UNITS & COMMERICAL CORE: ALL NEW ELECTRICAL AND L/V DATA CABLES FOR RESIDENTAL UNITS UFER GROUNDING NEW LIGHTS PLUGS SWITCHES SUBPANELS 1600A SERVICE ~43 METERS. | PAUL IRIBARREN ELECTRIC | R | 619 | 12 | 1868 | VAN NESS AV |  |  | ISSUED | 2014-09-12
EW20140912781 | 2014-09-12 | THE INSTALLATION OF 138 MODULAR WORKSTATIONS | ALLMODULAR SYSTEMS INC. | C | 3722 | 80 | 140 | NEW MONTGOMERY ST |  | 3 | COMPLETE | 2014-09-16
E201409122732 | 2014-09-12 | 10/F: INSTALL 180 CAT5E PLENUM DATA CABLES. | SOUTH BAY COMMUNICATIONS INC | C | 288 | 7 | 110 | SUTTER ST |  |  | CANCELLED | 2014-09-25
EW20140912501 | 2014-09-12 | RETAIL TENANT IMPROVEMENT PROJECT | BARRI ELECTRIC COMPANY | C | 312 | 8 | 80 | GRANT AV |  | 1 | ISSUED | 2014-09-12
EW20140912801 | 2014-09-12 | INSTALL NEW MAIN SERVICE PANEL TO REPLACE EXISTING CORRODED EQUIPMENT DUE TO PG&E DAMAGE. | JAMES I FROST | R | 2646 | 13 | 4348 | 17TH ST |  | 1 | ISSUED | 2014-09-12
EW20140912662 | 2014-09-12 | GENERAL ELECTRICAL REMODEL OF KITCHEN AND BATHROOM. MOVE SUB-PANEL FROM WITHIN CLOSET TO OUTSIDE CLOSET IN THE HALLWAY. | ELPHICK ELECTRIC | R | 4030 | 31 | 655 | KANSAS ST |  | 505 | ISSUED | 2014-09-12
EW20140912541 | 2014-09-12 | INSTALL SOLAR PV 3.5KW(DC) SYSTEM - 10 ROOF-MOUNTED SOLAR PV MODULES 345 WATTS PER MODULE 1 INTERACTIVE INVERTER TOTAL NO. OF RATING 3.8 KW. | OCCIDENTAL POWER | R | 1179 | 16 | 710 | BRODERICK ST |  | 0 | COMPLETE | 2014-10-02
E201409122744 | 2014-09-12 | G/F: NEW BEDROOMS AND BATHROOM NEW LIGHTS AND PLUGS: 7 LIGHTS 10 SWITCHES 10 RECEPTACLES 1 FAND 2 CKTS 1 SMOKE DETECTOR. | AMAROTICO CONSTRUCTION CO | R | 2166 | 6 | 2023 | 46TH AV |  |  | ISSUED | 2014-09-12
EW20140912661 | 2014-09-12 | LANDMARK TOWER MODULAR OFFICE FURNITURE: 35 WORKSTATIONS | ADVANCED INSTALLATION SERVICES INC | C | 3713 | 6 | 1 | MARKET ST |  | 4 | ISSUED | 2014-09-12
EW20140912666 | 2014-09-12 | ADD ONE METER FOR COMMENT USE OF THE BUILDING. | LUO'S CONSTRUCTION COMPANY **CHECK ID*** | R | 913 | 15 | 2050 | BEACH ST |  | 1 | ISSUED | 2014-09-12
E201409122733 | 2014-09-12 | TENANT IMPROVEMENT: ADDING 14 CKTS 1-200A 120/208 SUBPANEL 30 LIGHTS 10 SWITCHES 25 RECEPTACLES. | AZAR ELECTRIC INC | C | 5302 | 58 | 2070 | NEWCOMB AV |  | 1/F | ISSUED | 2014-09-12
E201409122711 | 2014-09-12 | UNIT 6: TO COMPLY WITH PHYSICAL INSPECTION REPORT CC-7817. | MULTIMEDIA TECH SOLUTIONS | R | 1333 | 20 | 2438 | LAKE ST | 0 |  | ISSUED | 2014-09-12
E201409122710 | 2014-09-12 | COMMON AREA & UNIT 1: TO COMPLY WITH PHYSICAL INSPECTION REPORT CC-7817. | MULTIMEDIA TECH SOLUTIONS | R | 1333 | 20 | 2438 | LAKE ST |  |  | ISSUED | 2014-09-12
E201409122738 | 2014-09-12 | UNIT 508 - PROVIDE ELECTRICAL TO NEW KITCHEN AND BATH - 4 LIGHTS 4 SWITHCES 10 RECEPTACLES 1 DISHWASHER GARBAGE DISPOSAL 2 SMOKE DETECTORS | NOMELLINI CONSTRUCTION | R | 344 | 7 | 275 | TURK ST |  |  | CANCELLED | 2014-09-17
EW20140912623 | 2014-09-12 | UPGRADE THE EXISTING LPH-UC PANEL POWERLINK CONTROLLER AND RELAYS; UPGRADE LIGHTING CONTROLS. | BRAYER ELECTRIC COMPANY | C | 354 | 1 | 100 | LARKIN ST |  | 1 | ISSUED | 2014-09-12
EW20140912741 | 2014-09-12 | LIFE SAFETY DEVICES IN BOILER ROOM PLAZA LEVEL - JOB #24513 | C B F INC | C | 199 | 22 | 155 | JACKSON ST |  | 0 | COMPLETE | 2014-09-17
EW20140912403 | 2014-09-12 | WIRE FOR NEW FURNACE IN UNIT | BRIAN ROGERS ELECTRIC | R | 6576 | 009A | 1485 | GUERRERO ST |  | 2 | ISSUED | 2014-09-12
E201409122721 | 2014-09-12 | INSTALLATION OF NEW LED RECESSED LIGHTS; 11 LIGHTS 7 SWITCHES 13 RECEPTACLES 1 FAN 1 REFRIGERATOR | VH HOME RENOVATION & PRESERVATION | R | 249 | 47 | 1559 | SACRAMENTO ST | 0 |  | ISSUED | 2014-09-12
E201409122735 | 2014-09-12 | TENANT IMPROVEMENT: SUSHI BAR RESTAURANT LAYOUT NEW CIELING LIGHTS AND ELECTRICAL AS PER APPROVED PLANS. | SPRINGWOOD CONSTRUCTION INC | C | 848 | 4 | 518 | HAIGHT ST |  |  | ISSUED | 2014-09-12
EW20140912442 | 2014-09-12 | ADDING A 100AMP BUSS PANEL TO EXISTING 60AMP FEEDER | YOUNG ELECTRIC CO | C | 11 | 7 | 2800 | LEAVENWORTH ST |  | 2 | COMPLETE | 2014-09-22
E201409122718 | 2014-09-12 | CEILING LIGHTS BATHROOM FAN: 14 LIGHTS 8 SWITCHES 20 RECEPTACLES 1 FAN. | RTC CONSTRUCTION CO. | R | 927 | 22 | 3324 | BRODERICK ST |  |  | ISSUED | 2014-09-12
E201409122726 | 2014-09-12 | NEXTELL SITE DECONSTRUCTION: REMOVEL OF OMNI ANTENNAE CABLE TRAY COAX MOUNTS & RADIO EQUIPMENT. | WESTOWER COMMUNICATIONS | C | 330 | 23 | 127 | ELLIS ST |  |  | COMPLETE | 2014-10-10
E201409122723 | 2014-09-12 | NEXTELL SITE DECONSTRUCTION: REMOVEL OF OMNI ANTENNAE CABLE TRAY COAX MOUNTS & RADIO EQUIPMENT. | WESTOWER COMMUNICATIONS | C | 3704 | 1 | 901 | MARKET ST |  |  | COMPLETE | 2014-09-29
EW20140912404 | 2014-09-12 | KITCHEN REMODEL ADD RECESSED LIGHTS IN LIVING ROOM ADD BATHROOM FAN AND RELOCATE PANEL | M J ELECTRIC SERVICES | R | 636 | 36 | 2328 | CALIFORNIA ST |  | 3 | ISSUED | 2014-09-12
E201409122712 | 2014-09-12 | 2729A BRYANT ST: 1 NEW SUBPANEL & REMODELING THE UNIT: 32 LIGHTS 15 SWITCHES 30 RECEPTACLES 2 FANS 1 DIWHASHER 14 CKTS 1 DISPOSAL 1 MICROWAVE 1 RANGE 3 SMOKE DETECTORS. | NATIONAL -ELECTRIC | R | 4274 | 26 | 2729A | BRYANT ST |  |  | ISSUED | 2014-09-12
E201409122722 | 2014-09-12 | UNIT B: KITCHEN & BATHROOM REMODEL: 11 LIGHTS 3 SWITCHES M 15 RECEPTACLES 1 FAN 1 DISHWASHER 1 DISPOSAL 1 MICROWAVE 1 RANGE. 3 SMOKE DETECTORS. | ELLIOTT BUILD | R | 5710 | 29 | 50 | SANTA MARINA ST |  |  | ISSUED | 2014-09-12
E201409122736 | 2014-09-12 | UNIT 403 - PROVIDE ELECTRICAL TO NEW KITCHEN AND BATH - 4 LIGHTS 4 SWITCHES 10 RECEPTACLES DISHWASHER GARBAGE DISPOSAL 2 SMOKE DETECTORS | NOMELLINI CONSTRUCTION | R | 344 | 7 | 275 | TURK ST |  |  | CANCELLED | 2014-09-17
EW20140912701 | 2014-09-12 | RECEPTACLES: SWAP OUT (3) OUTLETS- MITCH AUSTIN CEI WO #220996 | CUPERTINO ELECTRIC INC. | C | 3717 | 22 | 123 | MISSION ST | 0 | 14 | ISSUED | 2014-09-12
EW20140912668 | 2014-09-12 | INSTALL (296) CABLES ON THE 14TH FLOOR FOR SALESFORCE - PHASE 4B - 57122 | METROPOLITAN ELECTRIC | C | 3709 | 006A | 50 | FREMONT ST |  | 14 | ISSUED | 2014-09-12
E201409122734 | 2014-09-12 | BASEMENT: KITCHEN & BATHROOM: 14 CKTS 200AMP SERVICE 16 LIGHTS 10 SWITCHES 25 RECEPTACLE. | POWELL ELECTRIC | R | 7269 | 40 | 1711 | EUCALYPTUS DR |  |  | ISSUED | 2014-09-12
E201409122727 | 2014-09-12 | NEXTELL SITE DECONSTRUCTION: REMOVEL OF OMNI ANTENNAE CABLE TRAY COAX MOUNTS & RADIO EQUIPMENT. | WESTOWER COMMUNICATIONS | C | 715 | 10 | 1050 | VAN NESS AV |  |  | COMPLETE | 2014-09-29
E201409122715 | 2014-09-12 | 2 EXTERIOR SIGNS "ONE MEDICAL GROUP" | AD ART INC. | C | 1741 | 26 | 1280 | 10TH AV |  |  | ISSUED | 2014-09-12
EW20140912681 | 2014-09-12 | INSTALLATION OF A MANUAL AND AUTOMATIC FIRE ALARM SYSTEM WITH EMERGENCY VOICE COMMUNICATION SYSTEM FOR "E"OCCUPANCY INCLUDING FIRE ALARM PANEL AMPLIFIER PULL STATIONS SMOKE DETECTORS HEAT DETECTORS AND NOTIFICATION DEVICES INSTALLED PER NFPA 72 CODES AND STANDARDS. | CRIME WATCH SECURITY SYSTEMS INC | R | 3756 | 41 | 1245 | FOLSOM ST |  | 1 | ISSUED | 2014-09-12
EW20140912622 | 2014-09-12 | INSTALLED CIRCUITS FOR OFFICE FURNITURE | AW ELECTRICAL INC | C | 294 | 23 | 309 | SUTTER ST |  | 2 | COMPLETE | 2014-09-12
E201409122709 | 2014-09-12 | UNIT 301: UPDATE ELECTRICAL #8 FEEDER NEW LIGHTS PLUGS SWITCHES FANS & SMOKE DETECTORS. | MANNY'S HANDYMAN INC. DBA: MHM CONSTR. | R | 319 | 18 | 500 | HYDE ST | 0 |  | ISSUED | 2014-09-12
EW20140912461 | 2014-09-12 | ELECTRICAL AND LIFE SAFETY T.I. /BUILD OUT - JOB #33922 | C B F INC | C | 241 | 27 | 600 | CALIFORNIA ST | 0 | 10 | ISSUED | 2014-09-12
EW20140912665 | 2014-09-12 | INSTALL (292) CABLES ON THE 11TH FL FOR SALESFORCE - PHASE 4B - 57122 | METROPOLITAN ELECTRIC | C | 3709 | 20 | 50 | FREMONT ST |  | 11 | ISSUED | 2014-09-12
EW20140912761 | 2014-09-12 | EDLEN ELECTRIC WILL BE PROVIDING TEMPORARY WIRING TO THE AMERICAN ACADEMY OF PERIODONTOLOGY AT MOSCONE WEST. OUR EVENT NUMBER IS #094057SF. | EDLEN ELECTRICAL EXHIBITION SVCS OF CA | C | 3724 | 18 | 800 | HOWARD ST |  | 1 | COMPLETE | 2014-09-16
EW20140912445 | 2014-09-12 | REPAIR AN EXIT SIGN INSTALL 9 OUTLETS WIRING FOR INTERIOR SIGN (INSTALLATION BY OTHERS) RELAMP FIXTURES | MORROW-MEADOWS CORP DBA: ARC ELECTRIC CO | C | 3705 | 42 | 865 | MARKET ST |  | 0 | COMPLETE | 2014-09-18
E201409122741 | 2014-09-12 | BATHROOM REMODEL: CHANGE OUTLET INSTALL RECESSED LIGHTING. INSTALL SCONCES. | KARAH CONSTRUCTION CO | R | 991 | 17 | 3970 | CLAY ST |  |  | ISSUED | 2014-09-12
EW20140912664 | 2014-09-12 | 200 AMP. UNDERGROUND SERVICE UPGRADE. | MONTANO ELECTRIC ** SEE NOTES** | R | 1029 | 13 | 2852 | PINE ST | 0 | 1 | ISSUED | 2014-09-12
E201409122724 | 2014-09-12 | NEXTELL SITE DECONSTRUCTION: REMOVEL OF OMNI ANTENNAE CABLE TRAY COAX MOUNTS & RADIO EQUIPMENT. | WESTOWER COMMUNICATIONS | C | 310 | 6 | 2 | GEARY ST |  |  | ISSUED | 2014-09-12
E201409122725 | 2014-09-12 | NEXTELL SITE DECONSTRUCTION: REMOVEL OF OMNI ANTENNAE CABLE TRAY COAX MOUNTS & RADIO EQUIPMENT. | WESTOWER COMMUNICATIONS | C | 3727 | 1 | 112 | 07TH ST |  |  | COMPLETE | 2014-09-29
EW20140912521 | 2014-09-12 | BATHROOM REMODEL | KINETIC ELECTRIC | R | 6613 | 26 | 1531 | NOE ST |  | 1 | ISSUED | 2014-09-12
E201409122742 | 2014-09-12 | NEW MAIN SERVICE 125 AMP BASEMENT ADDITION EXHAUST VAN WATER HEATER LIGHT SWITCH RECEPTACLES | KENDU CONSTRUCTION | R | 4158 | 14 | 1088 | RHODE ISLAND ST |  |  | ISSUED | 2014-09-12
E201409122743 | 2014-09-12 | REMOVE KITCHEN & SHOWER CAP AT SOURCE. | DEASY BUILDERS INC | R | 2349 | 36 | 2322 | 21ST AV |  |  | ISSUED | 2014-09-12
EW20140913821 | 2014-09-13 | INSTALLATION OF TWO 40 AMP 240V ELECTRIC CAR CHARGERS IN GARAGE AREA. | IKE'S ELECTRIC | C | 1032 | 2 | 3201 | CALIFORNIA ST |  | 1 | COMPLETE | 2014-09-24
EW20140914841 | 2014-09-14 | KITCHEN AND BATHROOM REMODEL. 15 LIGHTS 15 SWITCHES 2 FANS 1 DISHWASHER 1 GARBAGE DISPOSAL 1 MICROWAVE 1 RANGE | SKYLAND CONSTRUCTION INC. | R | 6510 | 36 | 307 | CHATTANOOGA ST | 0 | 2 | COMPLETE | 2014-09-22
EW20140914861 | 2014-09-14 | REMODEL GROUND FLOOR BEDROOM BATHROOM GAME ROOM AND FAMILY/PLAYROOM. | PRE WIRE ELECTRICAL | R | 1790 | 009C | 1359 | 35TH AV |  | 1 | ISSUED | 2014-09-14
EW20140914862 | 2014-09-14 | SURVEY (BASEMENT) | A & E ELECTRICAL CO. INC. | C | 270 | 7 | 410 | BUSH ST |  | 1 | COMPLETE | 2014-09-19
E201409152751 | 2014-09-15 | KITCHEN REMODEL. | GREAT RIVER CONSTRUCTION INC. | R | 7220 | 001D | 25 | BEACHMONT DR |  |  | ISSUED | 2014-09-15
EW20140915982 | 2014-09-15 | METRO JOB #57113 - LEVEL 10 - UBER SUB-METER INSTALLATION - INSTALL (1)400 AMP SUBMETER FOR PANELS 10RB & 10RB2. INSTALL (1) 3-POLE 15 AMP BREAKER IN PANEL 10RB2 FOR METER POWER. LEVEL 10 (CONT'D) INSTALL (1) 100 AMP FEEDER TO RE-FEED EXISTING PANEL 10RB3. - (1) 100 AMP 208 VOLT 3 PHASE 4 WIRE (1) CIRCUIT. | METROPOLITAN ELECTRIC | C | 3507 | 40 | 1455 | MARKET ST |  | 10 | COMPLETE | 2014-10-08
EW20140915881 | 2014-09-15 | INSTALL NEW FIRE ALARM DEVICES | BARRI ELECTRIC COMPANY | C | 354 | 1 | 100 | LARKIN ST |  | 4 | ISSUED | 2014-09-15
E201409152760 | 2014-09-15 | REINSTALL LIGHT FIXTURES. | IDEAL CARPENTRY** SEE CONTRACTOR'S NOTE* | R | 662 | 52 | 1940 | BUCHANAN ST |  | UNIT A | COMPLETE | 2014-10-10
E201409152770 | 2014-09-15 | REWIRE FOR M/W & D/W: 125A FEEER 240A 17 LIGHTS 5 SWITCHES 20 RECEPTACLES 3 SMOKE DETECTORS. | GAVIN PAINTING & CONT* SEE 934867* | R | 6516 | 25 | 3325 | 24TH ST |  |  | ISSUED | 2014-09-15
E201409152784 | 2014-09-15 | 1/F KITCHEN REMODEL: 5 CKTS 3 LIGHTS 9 RECEPTACLES. | IDEAL ELECTRIC | R | 4282A | 27 | 1471 | RHODE ISLAND ST |  |  | ISSUED | 2014-09-15
E201409152765 | 2014-09-15 | 15 LED CANS - 15 LIGHTS 1 SWITCH | LIGHTHOUSE ELECTRIC | C | 1246 | 29 | 1605 | HAIGHT ST |  |  | ISSUED | 2014-09-15
EW20140915941 | 2014-09-15 | MCKESSON - TI - (19)LIGHTS (5)SWITCHES (10)RECEPTACLES LIFE SAFETY | MCMILLAN BROS ELECTRIC | C | 311 | 15 | 1 | POST ST |  | 22 | ISSUED | 2014-09-15
EW20140915901 | 2014-09-15 | WHITEBOX - LIGHTING/SWITCHES | MCMILLAN BROS ELECTRIC | C | 3705 | 49 | 845 | MARKET ST |  | 340 | ISSUED | 2014-09-15
EW20140915101 | 2014-09-15 | CREATE OPEN OFFICE WITH (8) PIECES OF ELECTRIFIED FURNITURE AND (4) NEW CONFERENCE ROOMS INCLUDING (37) LIGHTS (10) SWITCHES (37) RECEPTACLES (100) CIRCUITS. PROVIDE (2) 225-AMP PANELS (1) 100-AMP PANEL AND (15) KVA TRANSFORMER @ SQUARE - 1455 MARKET ST 8TH FLOOR. | PAGANINI ELECTRIC CORP(SEE SIGNATORIES) | C | 3507 | 40 | 1455 | MARKET ST |  | 8 | ISSUED | 2014-09-15
EW20140915002 | 2014-09-15 | INSTALL 1 - 50 AMP DISCONNECT FOR HVAC UNIT ON ROOF. INSTALL 1 - 60 AMP DISCONNECT FOR HVBAC UNIT ON ROOF. | ATHENA ELECTRICAL CONST | C | 3510 | 57 | 1453 | MISSION ST |  | 5 | COMPLETE | 2014-09-17
EW20140915141 | 2014-09-15 | ELECTRICAL WORK FOR A NEW BATHROOM AT GROUND FLOOR. ADD 3 LIGHTS AND 2 OUTLETS AT UTILITY AREA. | LUO'S CONSTRUCTION COMPANY **CHECK ID*** | R | 5673 | 42 | 12 | EUGENIA AV |  | 1 | ISSUED | 2014-09-15
E201409152787 | 2014-09-15 | UNIT 407: UPGRADE KITCHEN AND BATHROOM: 3 LIGHTS 3 SWITCHES 10 RECEPTACLES 1 SMOKE DETECTORS. | MASHAL BUILDERS & CONTRACTORS INC | R | 247 | 1 | 1155 | JONES ST |  |  | ISSUED | 2014-09-15
E201409152788 | 2014-09-15 | ADD DEDICATED CIT FOR BATHROOM& OCCUPANY SENSOR. | LEVEL 8 CONSTRUCTION INC | R | 688 | 59 | 1450 | POST ST | 302 |  | ISSUED | 2014-09-15
E201409152778 | 2014-09-15 | WIRE 3 NEW BATHROOMS 3 FLOOR ADDITION: 24 LIGHTS 42 SWITCHES 40 RECEPTACLES 3 FANS. | S V BUILDERS | R | 6752 | 3 | 114 | ROUSSEAU ST |  |  | ISSUED | 2014-09-15
E201409152786 | 2014-09-15 | ADD 3 NEW RRUS-12 UNITS 3 NEW A2 MODULES 2 NEW DC6 SURGE SUPPRESSORS REMOVING (E) DUL UNIT AND REPLACE WITH NEW DUS41 UNIT AND ADD FIBER AND DC CABLES. | NU REV COMMUNICATIONS INC. | C | 740 | 18 | 730 | POLK ST |  |  | ISSUED | 2014-09-15
E201409152761 | 2014-09-15 | UPGRADE SERVICE TO 200 AMP 3 METERS. UPGRADE ALL WIRE FOR THE UNIT. 200 AMP SERVICE 20 CIRCUITS 40 LIGHTS 30 SWITCHES 60 RECEPTACLES 2 FANS 2 DISHWASER 2 GARBAGE DISPOSAL 9 SMOKE DETECTORS. | KL CONSTRUCTION GROUP | R | 1535 | 2 | 419 | 09TH AV |  | #1 & #2 | ISSUED | 2014-09-15
E201409152773 | 2014-09-15 | RENEW THE LIGHTS ON THE ALL AND THE CEILING. REPLACE THE GFCI AS NEEDED. | VUONG'S CONSTRUCTION | R |  |  | FILED | 2014-09-15
EW20140915001 | 2014-09-15 | SOLAR INSTALLATION - 15 ROOF-MOUNTED SOLAR PV MODULES 255 WATTS PER MODULE 15 INTERACTIVE INVERTER TOTAL NO. OF RATING 3.57 KW. | CA SUNRISE CONSTRUCTION SOLUTION INC | R | 6354 | 5 | 824 | ATHENS ST |  | 354 | COMPLETE | 2014-09-23
E201409152755 | 2014-09-15 | 4 LIGHTS 4 SWITCHES 2 RECEPTACLES 1 FAN 1 CKT. | WEI GUO CONSTRUCTION | R | 2466A | 5 | 2024 | WAWONA ST |  |  | ISSUED | 2014-09-15
EW20140915161 | 2014-09-15 | TO BRING INTO COMPLIANCE AS PER CC - 7578 UP TO THREE INSPECTIONS AS NEEDED: INSPECTOR HENRY HINDS | BRILLIANCE ELECTRIC | R | 526 | 3 | 2445 | POLK ST | 0 | 1 | COMPLETE | 2014-10-10
EW20140915983 | 2014-09-15 | BEIC # C14-229 ROCKET SPACE CABLING AT 225 BUSH STREET SF CA 14TH FLOOR | BEI CONSTRUCTION INC. | C | 289 | 1 | 225 | BUSH ST |  | 14 | ISSUED | 2014-09-15
E201409152747 | 2014-09-15 | TENANT IMPROVEMENT: RESTAURANT REMODEL USE (E) 200A SERVICE. INSTLLING 15 CKTS 4 REFERATOR UNITS LIGHTS WATER HEATER COMBI OVERN EXHAUST FAN MAKE UP AIR 20 LIGHTS 5 SWITCHES 20 RECEPTACLES 2 FANS 1 DISHWASHER 1 RANGE 2 SMOKE DETECTORS. | JAMES A KEENAN | C | 0488A | 014A | 2240 | CHESTNUT ST |  |  | ISSUED | 2014-09-15
E201409152762 | 2014-09-15 | UNIT 7 - LOWER LEVEL BATHROOM TO INSTALL 2 LED RECESSED LIGHTS | WILLIAMS CONSTRUCTION | R | 3730 | 242 | 239 | 08TH ST | 7 |  | ISSUED | 2014-09-15
E201409152772 | 2014-09-15 | INSTALL 300 CAT 6 DATA CABLES FOR TARGET CONSESUS ON 30/F. | XL COMMUNICATIONS INC | C | 3718 | 26 | 201 | MISSION ST |  |  | ISSUED | 2014-09-15
E201409152779 | 2014-09-15 | INSTALL (2) ILLUMINATED PROJECTING SIGNS FOR "ANCHORAGE SQUARE" | YESCO SIGNS LLC | C | 11 | 8 | 500 | BEACH ST |  |  | ISSUED | 2014-09-15
E201409152768 | 2014-09-15 | INSTALL AN EV CHARGING STATION IN THE GARAGE | ROGERS ELECTRIC | R | 1613 | 005S | 3025 | BALBOA ST |  |  | ISSUED | 2014-09-15
EW20140915921 | 2014-09-15 | INSTALL ELECTRICAL SERVICES | CAPITOL ELECTRIC CONST | C | 289 | 3 | 1 | SANSOME ST |  | 36 | ISSUED | 2014-09-15
EW20140915142 | 2014-09-15 | INSTALL NEW RECESS LIGHTING IN KITCHEN ADD MORE OUTLETS TO COUNTERTOP FROM EXISTING CIRCUITS. | J L ELECTRIC | R | 1183 | 46 | 1464 | GROVE ST | 201 | 201 | ISSUED | 2014-09-15
E201409152754 | 2014-09-15 | 2/F: 50AMP SUBPANEL KITCHEN & BATHROOM REMODE 18 LIGHTS 7 SWITCHES 20 RECEPTACLES 1 DISHWASHER 1 DISPOSAL 2 SMOKE DETECTORS. | WEI GUO CONSTRUCTION | R | 6509 | 4 | 1234 | CHURCH ST |  |  | ISSUED | 2014-09-15
E201409152752 | 2014-09-15 | VERIFY EXISTING GFI'S FOR KITCHEN COUNTER INSTALLATION. | AC AND COMPANY | R | 3546 | 8 | 295 | GUERRERO ST | 0 | 3/F #7 | ISSUED | 2014-09-15
E201409152775 | 2014-09-15 | REMOVE ROMEX IN GARAGE MAKE PIPE. REF E201408272328 C/N. | SUPER ELECTRIC | R | 1876 | 11 | 1506 | 31ST AV |  |  | ISSUED | 2014-09-15
E201409152774 | 2014-09-15 | RERUN 7 220/V A/C CKTS TO 3P SUBPANEL. | SUPER ELECTRIC | C | 715 | 5 | 1000 | VAN NESS AV |  |  | ISSUED | 2014-09-15
E201409152769 | 2014-09-15 | UFER GROUND UPGRADE SERVICD 200AMP. REMODEL (E) KITCHEN & BATHROOM; NEW ADDITION & ALTERATION. | O B CONSTRUCTION | R | 6283 | 013A | 1112 | RUSSIA AV |  |  | ISSUED | 2014-09-15
EW20140915004 | 2014-09-15 | ELETRICAL UPGRADE 60 TO 100 AMP | CA SUNRISE CONSTRUCTION SOLUTION INC | R | 6354 | 5 | 824 | ATHENS ST |  | 6354 | COMPLETE | 2014-09-23
E201409152758 | 2014-09-15 | 10/F TENANT IMPROVEMENT: PROVIDE NEW LIGHTING 300SF SERVIER ROOM. CONNECT MODULAR FURNITURE FIRE ALARM CONNECT FAN COILS HVAC WATER HEATERS; 4-100 & 225A FEEDERS PANELBOARDS: 4-100 & 225A 100 LIGHTS 30 SWITCHES 15 RECEPTACLES 6 FANS 1 DISPOSAL 1 MICROWAVE 2 SMOKE DETECTORS. | DECKER ELECTRIC CO INC | C | 3701 | 65 | 1275 | MARKET ST | 0 |  | ISSUED | 2014-09-15
E201409152756 | 2014-09-15 | 8/F TENANT IMPROVEMENT: PROVIDE NEW CODE COMPLIENT LIGHTING 300SF SERVIER ROOM. CONNECT MODULAR FURNITURE FIRE ALARM CONNECT FAN COIL HVAC WATER HEATERS; 4-100 & 225A FEEDERS 4-100 & 225A PANELBOARDS 100 LIGHTS 30 SWITCHES 15 RECEPTACLES 6 FANS 1 DISPOSAL 1 MICROWAVE 2 SMOKE DETECTORS. | DECKER ELECTRIC CO INC | C | 3701 | 65 | 1275 | MARKET ST | 0 |  | ISSUED | 2014-09-15
E201409152753 | 2014-09-15 | UNIT 3: REMODEL KITCHEN AND BATHROOM. REPLACE OUTLETS PLAT REPLACE GFI. | W. WONG CONSTRUCTION | R | 2654 | 36 | 4489 | 17TH ST |  |  | ISSUED | 2014-09-15
EW20140915061 | 2014-09-15 | ADDITIONAL BEDROOM OUTLETS | SPRIG ELECTRIC | R | 6580 | 42 | 1350 | SANCHEZ ST | 0 | 1 | ISSUED | 2014-09-15
E201409152771 | 2014-09-15 | NEW CKTS TO AUTOMATIC DOOROPENERS. | PETER WONG ELECTRICAL | C | 1453 | 23 | 5748 | GEARY BL |  |  | COMPLETE | 2014-09-25
EW20140915081 | 2014-09-15 | 36 STATIONS FOR MODULAR PARTITIONS ONLY | SERVICE WEST | C | 240 | 2 | 417 | MONTGOMERY ST |  | 7 | COMPLETE | 2014-09-24
EW20140915003 | 2014-09-15 | ELECTRICAL INSTALLATION | WEST VALLEY INDUSTRIES INC. | C | 541 | 18 | 2055 | UNION ST |  | 1 | ISSUED | 2014-09-15
EW20140915923 | 2014-09-15 | INSTALLATION OF 70A 120/240V 3 WIRE SINGLE PHASE SERVICE PEDESTAL FOR DPW CONTRACT 2018J FOR UNION SQUARE. RESIDENT ENGINEER FOR THIS CONTRACT IS MELINDA HESPEN 4154490718. | PHOENIX ELECTRIC CO. | R | 308 | 1 | 350 | POWELL ST |  | 1 | ISSUED | 2014-09-15
EW20140915121 | 2014-09-15 | ADD 2 RECEPTACLES AND 2 LIGHTS IN THE ATTIC - 1380 - 1388 SAN BRUNO AVE REFERENCE FOR PERMIT 201409035277 | B V ELECTRIC | R | 4263 | 008A | 1380 | SAN BRUNO AV |  | 2 | COMPLETE | 2014-10-10
E201409152763 | 2014-09-15 | 2ND FLOOR - AC UNIT | LIGHTHOUSE ELECTRIC | C | 3575 | 91 | 2125 | MISSION ST |  |  | ISSUED | 2014-09-15
EW20140915041 | 2014-09-15 | BATHROOM REMODELING. | N R G ELECTRIC CO | R | 1270 | 21 | 916 | ASHBURY ST |  | 1 | ISSUED | 2014-09-15
E201409152746 | 2014-09-15 | SOLAR: INSTALL 18 ROOF MOUNTED SOLAR PV MODULES 345W/MOD 1 INTERACTIVE INVERTERS 6000W POWER RATING 6.0KW TOTAL RATING. | LUMINALT ENERGY CORPORATION | R | 1589 | 12 | 5549 | ANZA ST |  |  | COMPLETE | 2014-10-01
E201409152781 | 2014-09-15 | COMMERICAL RESTAURANT ELECTRICAL WIRING FOR KITCHEN BREWERY RESTAURANT UPGRADE 800AMPS 3P MAIN PANELS LIGHTS FANS D/W ADA RESTROOM OFFICE ROOMS ICE CREAM SHOP 3 A/C UNITS 3 FURNACES. | GALAXY BUILDING CONSTRUCTION | C | 3590 | 35 | 2205 | MISSION ST |  |  | ISSUED | 2014-09-15
E201409152780 | 2014-09-15 | 200A MAIN PANEL 60 RECESSED LIGHTS 80 LIGHTS 1 D/W 1 KITCHEN RANGE HOOD 5 BATHROOMS 2 FURNACES 42 CKTS 1 D/W 1 G/D 1 M/V. | GALAXY BUILDING CONSTRUCTION | R | 5926 | 21 | 167 | BRUSSELS ST |  |  | ISSUED | 2014-09-15
E201409152766 | 2014-09-15 | NEW SERVICE REWIRE FOR NEW ADDITION AT REAR OF BUILDING & EXISTING ELECTRICAL SYSTEM (OULETS WITHIN 20) REPLACE PANEL UP TO 225 AMP UFER GROUND | V & J CONSTRUCTION | R | 6727 | 007A | 526 | CHENERY ST |  |  | ISSUED | 2014-09-15
E201409152777 | 2014-09-15 | INSTALL (1) ILLUMINATED WALL SIGN FOR "ANCHORAGE SQUARE" | YESCO SIGNS LLC | C | 11 | 7 | 2800 | LEAVENWORTH ST |  |  | ISSUED | 2014-09-15
E201409152776 | 2014-09-15 | INSTALL (1) ILLUMINATED WALL SIGN (ADDRESS ID) | YESCO SIGNS LLC | C | 241 | 27 | 600 | CALIFORNIA ST | 0 |  | ISSUED | 2014-09-15
E201409152749 | 2014-09-15 | BATH & KITCHEN REMODEL; 16 LIGHTS 10 SWITCHES 20 RECEPTACLES 1 FAN 1 DISHWASHER 1 GARBAGE DISPOSAL 1 RANGE | V N G CONSTR. INC -
EW20140915022 | 2014-09-15 | INSTALL NEW ELECTRICAL SERVICES ON THE GROUND FLOOR | CAPITOL ELECTRIC CONST | C | 3775 | 181 | 1 | SOUTH PARK * | 103 | 1 | ISSUED | 2014-09-15
EW20140915922 | 2014-09-15 | INSTALL ELECTRICAL SERVICES IN SUITE 1040 | CAPITOL ELECTRIC CONST | C | 230 | 28 | 1 | EMBARCADERO CENTER * |  | 10 | ISSUED | 2014-09-15
E201409152750 | 2014-09-15 | UNIT 5: 3/F: 7 LIGHTS 7 SWITCHES 20 REEPTACLES 8 CKTS 1 DISPOSAL 2 SMOKE DETECTORS SUBPANELS. | THOMAS A LUCCHESI ELECTRI | R | 648 | 13 | 1875 | CALIFORNIA ST | 0 |  | ISSUED | 2014-09-15
E201409152759 | 2014-09-15 | CEILING FAN. 1 LIGHT 1 SWITCH 1 FAN | IDEAL CARPENTRY** SEE CONTRACTOR'S NOTE* | R | 662 | 53 | 1940 | BUCHANAN ST |  |  | COMPLETE | 2014-10-10
EW20140915021 | 2014-09-15 | MODULAR OFFICE FURNITURE: 32 WORKSTATIONS | ADVANCED INSTALLATION SERVICES INC | C | 293 | 10 | 153 | KEARNY ST | 0 | 6 | COMPLETE | 2014-09-24
E201409152785 | 2014-09-15 | KITCHEN & BATHROOM REMODEL: 6 LGHTS 14 LIGHTS 6 SWITCHES 9 RECEPTACLES 6 CKTS 1 DISHWASHER 1 MICRROWAVES 1 DISPOSAL. | IDEAL ELECTRIC | R | 1269 | 54 | 964 | CLAYTON ST |  |  | ISSUED | 2014-09-15
EW20140915961 | 2014-09-15 | INSTALL NEMA 14-50 FOR CHARGING ELECTRICAL VEHICLE TESLA MODEL S | NIJSSEN ELECTRIC | R | 945 | 5 | 2506 | UNION ST |  | 1 | COMPLETE | 2014-09-29
E201409152757 | 2014-09-15 | 9/F TENANT IMPROVEMENT: PROVIDE NEW CODE COMPLIENT LIGHTING 300SF SERVIER ROOM. CONNECT MODULAR FURNITURE FIRE ALARM CONNECT FAN COIL HVAC WATER HEATERS; 4-100 & 225A FEEDERS PANELBOARDS 4-100 & 225A 100 LIGHTS 30 SWITCHES 15 RECEPTACLES 6 FANS 1 DISPOSAL 1 MICROWAVE 2 SMOKE DETECTORS. | DECKER ELECTRIC CO INC | C | 3701 | 65 | 1275 | MARKET ST | 0 |  | ISSUED | 2014-09-15
EW20140915122 | 2014-09-15 | TENANT IMPROVEMENTS CONSISTING OF NEW LIGHT FIXTURES SWITCHES RECEPTACLES AND A FIRE ALARM SYSTEM. | A M S ELECTRIC INC | C | 3940 | 1 | 499 | ILLINOIS ST |  | 2 | ISSUED | 2014-09-15
E201409152782 | 2014-09-15 | INSTALL (1) ILLUMINATED WALL SIGN FOR "SELF HELP" | CITY SIGNS | C | 3609 | 5 | 2430 | MISSION ST |  |  | ISSUED | 2014-09-15
EW20140915942 | 2014-09-15 | INSTALL NEMA 14-50 FOR CHARGING ELECTRICAL VEHICLE TESLA MODEL S | NIJSSEN ELECTRIC | R | 1042 | 66 | 91 | IRIS AV |  | 1 | ISSUED | 2014-09-15
E201409152748 | 2014-09-15 | SURVEY ONLY |  | R | 2771 | 24 | 533 | DIAMOND ST |  |  | COMPLETE | 2014-09-29
E201409152764 | 2014-09-15 | INSTALL COMCAST POWER SUPPLY ON UTILITY POLE AT 365 BRANNAN ST | ROD MUSCIO ELECTRICAL | C | 9999 | 999 | 999 | UNKNOWN * |  |  | COMPLETE | 2014-10-10
EW20140915181 | 2014-09-15 | UPGRADE ELECTRICAL SERVICE TO 200A. | TAM'S ELECTRIC INC | R | 1467 | 11 | 445 | 35TH AV |  | 1 | ISSUED | 2014-09-15
E201409152783 | 2014-09-15 | 1/F: NEW FURNACE CKT 120V. | IDEAL ELECTRIC | R | 3611 | 28 | 927 | SOUTH VAN NESS AV |  |  | ISSUED | 2014-09-15
E201409152767 | 2014-09-15 | RELOCATE (E) 100AMP SERVICE - #4 13 CKTS 12 LIGHTS 7 SWITCHES 20 RECEPTACLES 1 FANS 1 DISPOSAL 1 MICROWAVE 2 SMOKE DETECTOR. | MARTINEZ & SONS CONSTRACTORS | R | 6652 | 030A | 467 | 30TH ST |  |  | ISSUED | 2014-09-15
EW20140915981 | 2014-09-15 | PROVIDE ELECTRICAL TENANT IMPROVEMENT INCLUDING LIGHTING SWITCH GEAR RECEPTACLES HVAC ELECTRICAL CONNECTIONS | J F C ELECTRIC INC | C | 3508 | 1 | 1355 | MARKET ST |  | 1 | ISSUED | 2014-09-15
EW20140915123 | 2014-09-15 | SOLAR INSTALLATION - 12 ROOF-MOUNTED SOLAR PV MODULES 255 WATTS PER MODULE 12 INTERACTIVE INVERTER TOTAL NO. OF RATING 3.06 KW. | CA SUNRISE CONSTRUCTION SOLUTION INC | R | 5946 | 49 | 140 | MADISON ST |  | 5946 | COMPLETE | 2014-09-18
EW20140916281 | 2014-09-16 | TELDATA #T33870 3RD FLOOR | C B F INC | C | 3721 | 122 | 535 | MISSION ST |  | 3 | ISSUED | 2014-09-16
EW20140916202 | 2014-09-16 | WORKING ON GROUND FLOOR FIRST FLOOR AND SECOND FLOOR. INSTALL ONE 200AMP NEW SERVICE ONE PANEL 45 LIGHTS 35 SWITCH 70 PLUGS 9 SD 3 FAN IN BATHROOM BEDROOM LIVING ROOM DINING ROOM KITCHEN. INSTALL 1 UFD | TAI LAM MAK | R | 2406 | 37 | 2451 | 19TH AV |  | 1 | ISSUED | 2014-09-16
E201409162800 | 2014-09-16 | UNIT 2: TO COMPLY WITH PHSYCIAL INSPECTION REPORT CC-7599: G/F: REPLACE IN-KIND SERVICE DISCONECT 50A AND SUBPANEL NEW LOCATION FOR SUBPANEL IN UNIT ADD 1 CKT FOR COUNTER PLUGS 2 CKTS FOR D/W G/D; ADD 7 RECEPATCLES IN LIV ROOM. | THOMAS A LUCCHESI ELECTRI | R | 482 | 004A | 3233 | OCTAVIA ST | 0 | UNIT 2 | ISSUED | 2014-09-16
EW20140916441 | 2014-09-16 | INSTALL NEW ROUGH ELECTRICAL WIRING AND RECESS LIGHTING DAMAGED BY FIRE. | RIOS ELECTRIC/DESIGN & CONTRACTING | C | 6531 | 10 | 1452 | VALENCIA ST |  | 2 | ISSUED | 2014-09-16
E201409162811 | 2014-09-16 | 3/F: 10 LIGHTS 6 SWITCHES 10 RECEPTACLES 2 FANS. | DANIEL EHRMANN | R | 1469A | 20 | 61 | SHORE VIEW AV |  |  | ISSUED | 2014-09-16
EW20140916561 | 2014-09-16 | #10249-T/I LIGHTS PLUGS SWITCHES LIFE SAFETY TO FOLLOW. | ASF ELECTRIC INC | C | 3787 | 24 | 260 | TOWNSEND ST |  | 1 | ISSUED | 2014-09-16
E201409162824 | 2014-09-16 | KITCHEN: 4 OUTLETS CODE COMPLIANT REPLACE (E) SUBPANEL 2 LIGHTS 2 SWITCHES 4 RECEPTACLES 1 MICROWAVES 1 RANGES. | ROBERT DORNER CONSTRUCTION | R | 0322A | 29 | 631 | O'FARRELL ST | 412 |  | ISSUED | 2014-09-16
EW20140916661 | 2014-09-16 | INSTALLATION OF 75 DATA/COMMUNICATIONS CABLES FOR A TENANT. | AUDIO VIDEO EVOLUTION | C | 111 | 3 | 1050 | BATTERY ST |  | 100 | COMPLETE | 2014-10-07
E201409162789 | 2014-09-16 | REMOVAL OF 120 VOLT DUPLEX OUTLET AND POWER MOUNTED INSIDE TOWERSTREAM'S 3X3 EQUIPMENT CABINET REMOVED BACK TO THE SOURCE | BRAYER ELECTRIC COMPANY | C | 767 | 8 | 580 | MCALLISTER ST |  |  | ISSUED | 2014-09-16
EW20140916262 | 2014-09-16 | TEL/DATA JOB #T33895 | C B F INC | C | 263 | 11 | 101 | CALIFORNIA ST |  | 19 | COMPLETE | 2014-09-22
E201409162798 | 2014-09-16 | COMMON: TO COMPLY WITH PHSYCIAL INSPECTION REPORT CC-7599: REPLACE IN KIND ELECTRICAL SERVICE. 50A DISCONNECT AND ELECTICAL PANEL (6-12). INSTALL PROPER APPROVED GROUNDING ELECTRODES AND NEW GROUND. INSTALL GARAGE LIGHTING AND SWITCHES. INSTALL MOTION LIGHTS IN BREEZEWAY & ROOM LANDING. | THOMAS A LUCCHESI ELECTRI | R | 482 | 004A | 3233 | OCTAVIA ST |  |  | COMPLETE | 2014-09-26
EW20140916602 | 2014-09-16 | 2 ANTENNAS WITH 4 RRH UNITS AND 2 DC / FIBER HYBRID CABLES TO RRH UNITS | L.D. STROBEL CO LTD | C | 351 | 50 | 10 | UNITED NATIONS PZ |  | 1 | ISSUED | 2014-09-16
E201409162810 | 2014-09-16 | UFER GROUND | VETERANS ELECTRIC | R | 3582 | 001A | 406 | NOE ST |  |  | COMPLETE | 2014-10-06
EW20140916643 | 2014-09-16 | MODULAR OFFICE FURNITURE INSTALLATION OF (96) WORK STATIONS. | ADVANCED INSTALLATION SERVICES INC | C | 3721 | 122 | 535 | MISSION ST |  | 5 | ISSUED | 2014-09-16
E201409162823 | 2014-09-16 | BATHROOM REWIRE CKT FOR STEAM SHOWER: 8 LIGHT 3 RECEPTACLES 1 FAN 4 CKTS. | FRAN MORE ELECTRIC | R | 4281A | 24 | 1407 | KANSAS ST |  |  | COMPLETE | 2014-10-09
E201409162813 | 2014-09-16 | SOLAR: INSTALL 18 ROOFMOUNTED SOLAR PV MODS 255W/MOD 1 INTERTACTIVE INVERTERS AT 3600KW POWER RATING EACH 4.59KW TOTAL RATING. | SOLARCITY CORPORATION | R | 6246 | 57 | 213 | RAYMOND AV |  |  | ISSUED | 2014-09-16
EW20140916381 | 2014-09-16 | MAIN SERVICE UPGRADE. INCREASE WIRING SIZE TO ACCOMMODATE 150 AMP SERVICE NEW METER AND MAIN PANEL. MOVE SUBPANEL OUT OF CLOSET TO ADJACENT ROOM. | LINES ELETRIC | R | 3090 | 11 | 320 | JOOST AV |  | 2 | ISSUED | 2014-09-16
EW20140916401 | 2014-09-16 | TO REPLACE INCORRECT PERMIT:EW20140827801. SERVCORP (12)CEILING SPEAKER/SROBES (10)WALL STROBEDS (1)ADDRESSABLE INTERFACE MODULE W/RELAY | MCMILLAN BROS ELECTRIC | C | 259 | 26 | 555 | CALIFORNIA ST | 0 | 49 | ISSUED | 2014-09-16
E201409162791 | 2014-09-16 | REMOVAL OF 120 VOLT DUPLEX OUTLET AND POWER MOUNTED INSIDE TOWERSTREAM'S 3X3 EQUIPMENT CABINET REMOVED BACK TO THE SOURCE | BRAYER ELECTRIC COMPANY | C | 739 | 9 | 840 | VAN NESS AV |  |  | ISSUED | 2014-09-16
EW20140916341 | 2014-09-16 | ELEC & LIFE SAFETY OFFICE T.I. - JOB #33911 | C B F INC | C | 3507 | 40 | 1455 | MARKET ST |  | 10 | ISSUED | 2014-09-16
EW20140916664 | 2014-09-16 | INSTALL A SUB PANEL AT THE BACKSIDE 5 OUTLETS 5 LIGHTS 4 WALL SWITCHES POWER FOR HOT TUB. 2 PUMPS. | LAI'S E & H ELECTRIC INC. | R | 798 | 12 | 818 | STEINER ST |  | 1 | ISSUED | 2014-09-16
E201409162802 | 2014-09-16 | TO COMPLY WITH PHSYCIAL INSPECTION REPORT CC-7599: CHECK ALL KITCHEN WIRING TO BE CONFORMING & CONFIRM PROPER AMOUNT AT CKTS IN KITCHEN AND BATHROOM. | THOMAS A LUCCHESI ELECTRI | R | 482 | 004A | 3233 | OCTAVIA ST | 0 | UNIT 4 | ISSUED | 2014-09-16
E201409162799 | 2014-09-16 | TO COMPLY WITH PHSYCIAL INSPECTION REPORT CC-7599: | THOMAS A LUCCHESI ELECTRI | R | 482 | 004A | 3233 | OCTAVIA ST | 0 | UNIT 1 | ISSUED | 2014-09-16
E201409162801 | 2014-09-16 | TO COMPLY WITH PHSYCIAL INSPECTION REPORT CC-7599: ADD PIGTAIL WIRIGN IN KITCHEN COUNTE RPLUGS ADD GOOFRINGS CONFIRM ELECTRICAL TO BE CONFORMING. | THOMAS A LUCCHESI ELECTRI | R | 482 | 004A | 3233 | OCTAVIA ST | 0 | UNIT 3 | ISSUED | 2014-09-16
EW20140916646 | 2014-09-16 | MODULAR OFFICE FURNITURE INSTALLATION OF (96) WORK STATIONS. | ADVANCED INSTALLATION SERVICES INC | C | 3721 | 122 | 535 | MISSION ST |  | 8 | ISSUED | 2014-09-16
E201409162820 | 2014-09-16 | KITCHEN & BATH REMODEL NEW RECESS LIGHTS 15 LIGHTS 10 SWITCHES 20 RECEPTACLES DISHWASHER GARBAGE DISPOSAL MICROWAVE RANGE & 3 SMOKE DETECTORS | LEVEL 8 CONSTRUCTION INC | R | 1604 | 001B | 711 | 40TH AV |  |  | ISSUED | 2014-09-16
E201409162804 | 2014-09-16 | INSTALL 2 ILLUMINATED REFACED EXTERIOR SIGNS. | INSTANT NEON | C | 329 | 5 | 890 | MARKET ST |  |  | ISSUED | 2014-09-16
E201409162797 | 2014-09-16 | REPLACE BATHROOM ELECTRICAL FIXTURES INCLUDING IC RECESSED CANS IC WALL SCONCS AND A PANASONIC HUMIDSTAT FAN - 5 LIGHTS 3 SWITCHES 2 RECEPTACLES FAN | AARON GORDON CONSTRUCTION INC | R | 2978 | 12 | 154 | DORCHESTER WY |  |  | ISSUED | 2014-09-16
E201409162814 | 2014-09-16 | SOLAR: INSTALL 20 ROOFMOUNTED SOLAR PV MODS 255W/MOD 1 INTERTACTIVE INVERTERS AT 4200KW POWER RATING EACH 5.0KW TOTAL RATING. | SOLARCITY CORPORATION | R | 6162 | 20 | 901 | HAMILTON ST |  |  | COMPLETE | 2014-10-07
E201409162792 | 2014-09-16 | REMOVE ILLEGAL KITCHEN AT G/F. | JIAN LOU CONSTRUCTION CO. | R | 1679 | 008A | 875 | 36TH AV |  |  | CANCELLED | 2014-09-19
E201409162795 | 2014-09-16 | CHANGE SUBPANEL 100AMP 20-40; UPDATE KITCHEN. | THREE STAR ELECTRIC | R | 5689 | 8 | 224 | BRADFORD ST |  |  | ISSUED | 2014-09-16
EW20140916301 | 2014-09-16 | KITCHEN AND BATHROOM REMODEL INSTALL NEW LED LIGHT CANS WIRE COUNTER RECEPTACLES AND APPLIANCES RELOCATE SUB-PANEL TO COMPLY WITH ELECTRICAL CODES INSTALL NEW EXHAUST FAN IN BATHROOM VANITY LIGHT AND RECESSED LIGHT CAN OVER BATH TUB. | MID-PENINSULA ELECTRIC & SERVICE INC | R | 1254 | 49 | 3 | DOWNEY ST |  | 1 | ISSUED | 2014-09-16
E201409162827 | 2014-09-16 | RELOCATE EXISTING MAIN PANEL TO NEW LOCATION WITH A NEW PANEL ELECTRICAL FOR NEW KITCHEN AND BATHROOM - 6 LIGHTS 10 SWITCHES 10 RECEPTACLES FAN DISHWASHER GARBAGE DISPOSAL MICROWAVE RANGE | I E GENERAL CONST INC | R | 249 | 22 | 1589 | SACRAMENTO ST | 0 |  | ISSUED | 2014-09-16
E201409162807 | 2014-09-16 | RENEW THE LIGHTS ON THE WALL AND ON THE CEILING. REPLACE THE GFCI AS NEED. ADD 2 GFI OUTLETS AT >24IN FROM THE KITCHEN SINK. | VUONG'S CONSTRUCTION | R | 6727 | 17 | 566 | CHENERY ST |  |  | CANCELLED | 2014-09-26
EW20140916662 | 2014-09-16 | FULL FLOOR ELECTRICAL TENANT IMPROVEMENT BUILD OUT @ SALESFORCE - 50 FREMONT ST 12TH FLOOR | PAGANINI ELECTRIC CORP(SEE SIGNATORIES) | C | 3709 | 19 | 50 | FREMONT ST |  | 12 | ISSUED | 2014-09-16
EW20140916241 | 2014-09-16 | OFFICE REMODEL INCLUDING (36) LIGHTS (12) SWITCHES (12) RECEPTACLES AND LIFE SAFETY DEVICES: (2) SPEAKERS (4) STROBES (1) DOOR HOLDER (1) SMOKE DETECTOR @ 601 MONTGOMERY ST SUITE 1090. | PAGANINI ELECTRIC CORP(SEE SIGNATORIES) | C | 208 | 26 | 601 | MONTGOMERY ST |  | 1090 | ISSUED | 2014-09-16
EW20140916621 | 2014-09-16 | LIFE SAFETY WITNESS TEST - FRIDAY SEPT. 19 2014 @ 10:00AM CONTACT TO TERRY TOM @ 415-816-6578 | C B F INC | C | 295 | 8 | 450 | POWELL ST |  | 1 | COMPLETE | 2014-09-19
EW20140916361 | 2014-09-16 | ELEC T.I./BUILDOUT - JOB #33920 | C B F INC | C | 3717 | 1 | 101 | MISSION ST |  | 1125 | ISSUED | 2014-09-16
E201409162794 | 2014-09-16 | INSTALL A TEMPORARY ELECTRICAL SERVICE ON THE SID EOF THE BUILDING 100AMP 1P O/H 3 #2. | LIMON ELECTRIC | R | 3212 | 023A | 358 | OCEAN AV |  |  | ISSUED | 2014-09-16
EW20140916645 | 2014-09-16 | HOOK UP JACUZZI UP TO CODE | B V ELECTRIC | R | 2802 | 19 | 4356 | 23RD ST |  | 1 | ISSUED | 2014-09-16
EW20140916642 | 2014-09-16 | MODULAR OFFICE FURNITURE INSTALLATION OF (96) WORK STATIONS. | ADVANCED INSTALLATION SERVICES INC | C | 3721 | 122 | 535 | MISSION ST |  | 4 | ISSUED | 2014-09-16
E201409162815 | 2014-09-16 | 1 ROOM GARAGE LEVEL LGITHS AND OUTLETS 10 LIGHTS 4 SWITCHES 7 RECEPTACLES 1 FAN 1 SMOKE DETECTORS. | ALEX ELECTRIC | R | 2428 | 008Q | 2571 | 27TH AV |  |  | ISSUED | 2014-09-16
E201409162821 | 2014-09-16 | UPGRADE THE MAIN PANEL TO 200A INSTALL THE LIGHT IN THE KITCHEN AND LIVING ROOM INSTALL RECEPTACLES 20 LIGHTS 6 SWITCHES 20 RECEPTACLES. | Y & C ELECTRICAL.COM | R | 2002 | 10 | 1739 | 47TH AV |  |  | ISSUED | 2014-09-16
E201409162818 | 2014-09-16 | CHANGE SUBPANEL TO ONE WITH MORE SLOTS FOR BREAKERS (E) PANEL 125AMP NEW PANEL 125A INSTALL NEW UNDER CABINET LIGHTS DRYER PLUG & STOCK PLUG: KITCHEN & LAUNDRY REMODEL. | MC COWAN'S CONSTRUCTION | R | 5665 | 37 | 149 | WOOL ST |  |  | ISSUED | 2014-09-16
E201409162826 | 2014-09-16 | RELOCATE EXISTING MAIN PANEL TO NEW LOCATION WITH NEW PANEL. ELELCTRICAL FOR NEW BATHROOM. REWIRE BEDRROM TO MAIN PANEL - 6 LIGHTS 10 SWITHCES 10 RECEPTACLES FAN DISHWASHER GARBAGE DISPOSAL MICROWAVE RANGE | I E GENERAL CONST INC | R | 249 | 22 | 1589 | SACRAMENTO ST | 0 |  | ISSUED | 2014-09-16
E201409162790 | 2014-09-16 | REMOVAL OF 120 VOLT DUPLEX OUTLET AND POWER MOUNTED INSIDE TOWERSTREAM'S 3X3 EQUIPMENT CABINET REMOVED BACK TO THE SOURCE | BRAYER ELECTRIC COMPANY | C | 3605 | 001A | 800 | CHURCH ST |  |  | ISSUED | 2014-09-16
EW20140916382 | 2014-09-16 | FULL FLOOR ELECTRICAL TENANT IMPROVEMENT BUILD OUT @ SALESFORCE - 50 FREMONT ST 11TH FLOOR. | PAGANINI ELECTRIC CORP(SEE SIGNATORIES) | C | 3709 | 19 | 50 | FREMONT ST |  | 11 | ISSUED | 2014-09-16
EW20140916263 | 2014-09-16 | TEL/DATA JOB #T33895 | C B F INC | C | 263 | 11 | 101 | CALIFORNIA ST |  | 20 | COMPLETE | 2014-09-23
EW20140916321 | 2014-09-16 | TELDATA #T33870 6TH FLOOR | C B F INC | C | 3721 | 122 | 535 | MISSION ST |  | 6 | ISSUED | 2014-09-16
EW20140916282 | 2014-09-16 | TELDATA #T33870 4TH FLOOR | C B F INC | C | 3721 | 122 | 535 | MISSION ST |  | 4 | ISSUED | 2014-09-16
EW20140916201 | 2014-09-16 | INSTALL UFERGROUND | K C CHOW ELECTRIC CO | R | 3578 | 42 | 29 | DORLAND ST |  | 1 | ISSUED | 2014-09-16
EW20140916701 | 2014-09-16 | UNIT A - MASTER BATHROOM REMODEL: -INSTALL (3) SWITCHES (3) LIGHTS (2) RECEPTACLES AND (1) EXHAUST FAN | E N ELECTRIC | R | 1125 | 12 | 2010 | EDDY ST |  | 1 | ISSUED | 2014-09-16
EW20140916563 | 2014-09-16 | 3 ANTENNAS 1 MW DISH WITH HYBRID DC/ FIBER CABLES TO ANTENNA LOCATIONS | L.D. STROBEL CO LTD | C | 3707 | 52 | 2 | NEW MONTGOMERY ST |  | 1 | ISSUED | 2014-09-16
EW20140916384 | 2014-09-16 | TENANT IMPROVEMENT. INSTALLING NEW LIGHT FIXTURES AND NEW OUTLETS. | TJ WARD & ASSOCIATES DBA FACILITIES GRP | C | 207 | 32 | 600 | MONTGOMERY ST |  | 2 | ISSUED | 2014-09-16
EW20140916461 | 2014-09-16 | KITCHEN REMODELING AND SUB PANEL. | N R G ELECTRIC CO | R | 2204 | 33 | 2142 | 14TH AV |  | 2 | ISSUED | 2014-09-16
E201409162816 | 2014-09-16 | 200AMP SERVICE FROM 100A. | M R S CONSTRUCTION | R | 1674 | 10 | 838 | 32ND AV |  |  | COMPLETE | 2014-09-24
E201409162796 | 2014-09-16 | REPLACE BATHROOM ELECTRICAL FIXTURES INLCUDING "IC" CANS "IC SCONCES AND 2 PANASONIC HUMIDSTAT FAN - 4 LIGHTS 3 SWITCHES 3 RECEPTACLES FAN | AARON GORDON CONSTRUCTION INC | R | 6921 | 20 | 134 | DE SOTO ST |  |  | ISSUED | 2014-09-16
E201409162819 | 2014-09-16 | COMPLETE IN-LAW AND REAR DECK: 5 LIGHTS 8 SWITCHES 15 RECEPTACLES 3 SMOKE DETECTORS 1 MICROWAVE 1 RANGE. | BEN & KEN 99 CONSTR. INC. (CHECK ID) | R | 5361 | 10 | 1562 | UNDERWOOD AV |  |  | ISSUED | 2014-09-16
EW20140916542 | 2014-09-16 | TO COMPLY WITH PHYSICAL INSPECTION REPORT #CC-7858 | LORI KATZ GROUP INC. | R | 5550 | 24 | 500 | PERALTA AV |  | 1 | COMPLETE | 2014-09-26
EW20140916644 | 2014-09-16 | MODULAR OFFICE FURNITURE INSTALLATION OF (102) WORK STATIONS. | ADVANCED INSTALLATION SERVICES INC | C | 3721 | 122 | 535 | MISSION ST |  | 6 | ISSUED | 2014-09-16
EW20140916641 | 2014-09-16 | MODULAR OFFICE FURNITURE INSTALLATION OF (85) WORK STATIONS. | ADVANCED INSTALLATION SERVICES INC | C | 3721 | 122 | 535 | MISSION ST |  | 3 | ISSUED | 2014-09-16
EW20140916501 | 2014-09-16 | PULL IN DATA WIRING AND TERMINATE | JALILIE ELECTRIC INC /RIDGEWAY ELECTRIC | C | 3529 | 20 | 82 | 14TH ST |  | 1 | ISSUED | 2014-09-16
E201409162822 | 2014-09-16 | UPGRADE ENTIRE BUILDING ELECTRICAL. | R & D CONSTRUCTION CO INC | R | 5745 | 35 | 218 | RICHLAND AV |  |  | ISSUED | 2014-09-16
E201409162825 | 2014-09-16 | INSTALL FACU SMOKE MANUEL PULL CONNECT TO WATER FLOW BUTTERFLY VALVE. LIFE SAFETY WITNESS TEST. | BAY ALARM COMPANY | R | 979 | 18 | 2870 | WASHINGTON ST |  | BSMT | COMPLETE | 2014-10-01
E201409162812 | 2014-09-16 | SOLAR: INSTALL 18 ROOFMOUNTED SOLAR PV MODS 250W/MOD 1 INTERTACTIVE INVERTERS AT 5000KW POWER RATING EACH 4.5KW TOTAL RATING.V | SOLARCITY CORPORATION | R | 6601 | 26 | 1461 | SANCHEZ ST |  |  | ISSUED | 2014-09-16
EW20140916442 | 2014-09-16 | INSTALLATION OF 26 MODULAR WORK STATIONS. | ALLMODULAR SYSTEMS INC. | C | 289 | 5 | 100 | MONTGOMERY ST |  | 2200 | COMPLETE | 2014-09-22
E201409162793 | 2014-09-16 | ADD SUBPANEL AT 2/F. UPGRADE ELCTRIC WIRING; REMODEL KITCHEN & BATHROOM: 18 LIGHTS 10 SWITCHES 23 RECEPTACLES 2 FANS 1 DISHWASHER 4 SMOKE DETECTORS. | JIAN LOU CONSTRUCTION CO. | R | 523 | 3 | 2545 | POLK ST |  |  | ISSUED | 2014-09-16
E201409162809 | 2014-09-16 | CHANGE OUT AND REARRANGE LIGHTING IN DINING AREA - 100 AMP PANEL LIGHTS SWITCHES AND RECEPTACLES | C T ELECTRIC | C | 29 | 7 | 555 | NORTH POINT ST |  |  | ISSUED | 2014-09-16
E201409162805 | 2014-09-16 | BASEMENT 1/F & 2/F: PARTIAL REMODEL; KITCHEN RMEODEK UFER GROUND U/G ELECTRICAL SERVICE 200AMP 40 CKTS 60 LIGHTS 2 PANELBOARDS 28 SWITCHES 40 RECEPTACLES 4 FANS 1 DISHWASHER 1 DISPSOAL 1MICROWAVE 1 RANGE. 7 SMOKE DETECTORS. | ECO ELECTRIC INC | R | 605 | 26 | 2331 | JACKSON ST |  |  | ISSUED | 2014-09-16
E201409162817 | 2014-09-16 | ADD 2 RECEPTACLES IN THE KITCHEN AREA. | DOUBLE J ELECTRIC | C | 2901B | 17 | 675 | PORTOLA DR |  |  | ISSUED | 2014-09-16
EW20140916704 | 2014-09-16 | ADD ELECTRICAL LIGHTS AND OUTLETS TO THE RESIDENTIAL STUDIO SPACE FOR BATHROOM KITCHEN AND BEDROOM/LIVING ROOM REMODEL. INSTALL NEW 70AMP ELECTRICAL SERVICE METER MAIN | MAGNUM CONSTRUCTION GROUP INC | R | 65 | 10 | 2 | NEWELL ST |  | 1 | ISSUED | 2014-09-16
EW20140916521 | 2014-09-16 | (8)LIGHTS (1) SWITCH | MCMILLAN BROS ELECTRIC | C | 813 | 7 | 1390 | MARKET ST | 0 | 9 | COMPLETE | 2014-09-18
EW20140916421 | 2014-09-16 | FINAL LIFE SAFETY ELECTRICAL PERMIT #EW20140731121 | SIERRA ELECTRIC CO | C | 3987 | 7 | 135 | MISSISSIPPI ST |  | 0 | COMPLETE | 2014-10-02
EW20140916601 | 2014-09-16 | ELEC. DEMO - JOB #26297 | C B F INC | C | 3740 | 34 | 221 | MAIN ST |  | 15 | COMPLETE | 2014-09-18
EW20140916681 | 2014-09-16 | UFER GROUND INSTALLATION. | KORBES ELECTRIC | R | 453 | 003A | 900 | BAY ST |  | 1 | COMPLETE | 2014-09-18
EW20140916703 | 2014-09-16 | BATHROOM REMODEL: -INSTALL (4) SWITCHES (3) LIGHTS (2) RECEPTACLES AND (1) EXHAUST FAN | E N ELECTRIC | R | 980 | 14 | 2984 | WASHINGTON ST |  | 2 | ISSUED | 2014-09-16
EW20140916581 | 2014-09-16 | PROVIDE / INSTALL REQUIRED ELECTRIC STOVE FOR COMMUNITY KITCHEN. NEW WIRING IF NEEDED. | S F GARAGE COMPANY INC. | R | 3731 | 41 | 221 | 07TH ST | 0 | 2 | COMPLETE | 2014-10-07
E201409162806 | 2014-09-16 | ADDITION OF BATHROOM ELECTRICAL CLOSET LIGHTS AND RADIANT FLOORING. 10 LIGHTS 5 SWITCHES 4 RECEPTACLES 1 FAN. | AYALA'S COLOR AND CONCEPTS | R | 2696 | 45 | 239 | COLLINGWOOD ST | 0 |  | ISSUED | 2014-09-16
E201409162803 | 2014-09-16 | UNIT 2: MINOR BATHROOM REMODEL: REPAIRING WATER DAMAGED SHOWER/TUB. REPLACE GFI & LIGHT. | CENTRIC BUILDING INC. | R | 656 | 43 | 2675 | CALIFORNIA ST |  |  | ISSUED | 2014-09-16
E201409162828 | 2014-09-16 | UPDATE 100AMP MAIN BOX. | WESTERN CITY CONSTRUCTION CO | R | 7094 | 8 | 48 | LOBOS ST |  |  | FILED | 2014-09-16
EW20140916481 | 2014-09-16 | SOFT STORY RETRO FIT. REWIRE OF STORE FRONT. | LLOYD ELECTRIC | R | 3546 | 8 | 295 | GUERRERO ST | 0 | 1 | ISSUED | 2014-09-16
EW20140916663 | 2014-09-16 | FULL FLOOR ELECTRICAL TENANT IMPROVEMENT BUILD OUT @ SALESFORCE - 50 FREMONT ST 14TH FLOOR | PAGANINI ELECTRIC CORP(SEE SIGNATORIES) | C | 3709 | 19 | 50 | FREMONT ST |  | 14 | ISSUED | 2014-09-16
EW20140916221 | 2014-09-16 | TEL/DATA CABLING WORK - JOB #T26418 | C B F INC | C | 227 | 48 | 555 | MONTGOMERY ST |  | 750 | ISSUED | 2014-09-16
EW20140916302 | 2014-09-16 | TELDATA #T33870 5TH FLOOR | C B F INC | C | 3721 | 122 | 535 | MISSION ST |  | 5 | ISSUED | 2014-09-16
EW20140916383 | 2014-09-16 | INSTALL (842) CABLES ON THE 5TH FLOOR FOR SALESFORCE - 55273 | METROPOLITAN ELECTRIC | C | 3716 | 23 | 101 | SPEAR ST |  | 5 | ISSUED | 2014-09-16
EW20140916562 | 2014-09-16 | 100AMP TEM POWER SERVICE | LAI'S E & H ELECTRIC INC. | R | 926 | 8 | 3305 | BRODERICK ST |  | 1 | ISSUED | 2014-09-16
EW20140916702 | 2014-09-16 | UNIT D: KITCHEN AND BATHS REMODEL: - INSTALL SUBPANEL TO SUPPLY NEW CIRCUITS INSTALL (15) SWITCHES (20) LIGHTS (20) RECEPTACLES (2) EXHAUST FANS | E N ELECTRIC | R | 1125 | 15 | 2010 | EDDY ST |  | 3 | ISSUED | 2014-09-16
EW20140916541 | 2014-09-16 | INSTALL 5 ANTENNAS AND 1 MW DISH ON 4 MOUNTS RUN FIBER/DC HYBRID CABLE TO ANTENNA LOCATIONS | L.D. STROBEL CO LTD | C | 3723 | 112 | 701 | MISSION ST |  | 1 | ISSUED | 2014-09-16
EW20140916261 | 2014-09-16 | 4 KW PV SOLAR SYSTEM ROOF MOUNTED - 16 ROOF-MOUNTED SOLAR PV MODULES 250 WATTS PER MODULE 16 INTERACTIVE INVERTER TOTAL NO. OF RATING 4 KW. | ALL BAY SOLAR | R | 4067 | 6 | 440 | MISSOURI ST |  | 1 | COMPLETE | 2014-09-26
E201409162808 | 2014-09-16 | GENERAL ELECTRICAL WORK FOR TI - LIGHTS SWITCHES RECEPTACLES GARBAGE DISPOSAL 2 MICROWAVES | FUTURE ELECTRIC | C | 3794 | 21 | 139 | TOWNSEND ST |  |  | ISSUED | 2014-09-16
EW20140917021 | 2014-09-17 | 40 STATIONS FOR MODULAR PARTITIONS ONLY | SERVICE WEST | C | 235 | 22 | 50 | CALIFORNIA ST |  | 870 | ISSUED | 2014-09-17
E201409172839 | 2014-09-17 | UNIT#1: 2 LIGHTS 2 SWITCHES 4 RECEPTACLES 1 FAN 1 DISHWASHER 1 GARBAGE DISPOSAL 1 MICROWAVE 1 RANGE 2 SMOKE DETECTORS; REMODEL (E) KITCHEN AND BATHROOM INCLUDING UPGRADE THE ELECTRICAL AND PLUMBING TO THE BLDG. CODE FOR KITCHEN AND BATHROOM | JONES BROS CONSTRUCTION INC | R | 1456 | 6 | 441 | 24TH AV |  | UNIT #1 | ISSUED | 2014-09-17
EW20140917801 | 2014-09-17 | FIRE ALARM PANEL REPLACEMENT WITH INITIATING DEVICES | PYRO-COMM SYSTEMS INC. | R | 38 | 001A | 150 | FRANCISCO ST | 0 | 1 | ISSUED | 2014-09-17
E201409172841 | 2014-09-17 | INSTALL 2 NEW OUTLETS FOR G/D & D/W. %1X. | E M ELECTRIC CO. | C | 3732 | 123 | 219 | 06TH ST |  |  | COMPLETE | 2014-09-23
E201409172838 | 2014-09-17 | ADD ADDITIONAL CELLPHONE CABINET TO (E) PANEL WITH 60A. | RENEWABLE ELECTRIC INC. | C | 761 | 61 | 770 | GOLDEN GATE AV |  |  | ISSUED | 2014-09-17
E201409172835 | 2014-09-17 | INSTALL NEW 100AMP BREAK FROM (E) PANELS INSTALL NEW SUBPANEL ON ROOF FEEDING 1 NEW BTS CABINEST WITH 160A BREAK. INSTALL 1 NEW SERVICE LIGHT ON GFI 1 LIGHT 1 SWITCH 1 RECEPTACLE. | RENEWABLE ELECTRIC INC. | C | 3758 | 47 | 1155 | HARRISON ST |  |  | ISSUED | 2014-09-17
EW20140917343 | 2014-09-17 | REMODELING OF BATHROOM | ASTORGA CONST COMPANY | R | 1875 | 027B | 1554 | 30TH AV |  | 2 | ISSUED | 2014-09-17
EW20140917281 | 2014-09-17 | SURVEY INSPECTION | A & E ELECTRICAL CO. INC. | R | 319 | 22 | 775 | GEARY ST |  | 1 | COMPLETE | 2014-09-23
E201409172844 | 2014-09-17 | 200AMP MAIN O/H TEMP POWER. | UNITED SITE SERVICES OF CALIFORNIA INC. | R | 2406 | 37 | 2451 | 19TH AV |  |  | ISSUED | 2014-09-17
E201409172833 | 2014-09-17 | NEW ELECTRICAL AT 2ND FLOOR FOR NEW BEDROOM AND BATH; NEW ELECTRICAL FOR 1ST FLOOR FOR 2 BADROOMS 1 BATH 1 ENTERTAINMENT ROOM - 15 LIGHTS 13 SWITCHES 30 RECEPTACLES 2 FANS 6 SMOKE DETECTORS | KINSTAN HOME SOLUTIONS INC. | R | 5426 | 47 | 2011 | BANCROFT AV |  |  | ISSUED | 2014-09-17
EW20140917322 | 2014-09-17 | COMPLETE NEW WIRE IN WHOLE HOUSE. INSTALL NEW LIGHITNG AND WALL OUTLETS. INSTALL NEW SUB-PANEL TO FEED NEW CIRCUITS. | CONTEMPORARY ELECTRIC | R | 984 | 11 | 3352 | WASHINGTON ST |  | 1 | ISSUED | 2014-09-17
E201409172829 | 2014-09-17 | UNIT 1419: CONVERT (E) STUDIO UNIT TO 2 STUDIO UNITS. REF E201407301554. | GREEN TECH ELECTRIC SOLUTIONS | R | 813 | 8 | 1390 | MARKET ST | 0 |  | ISSUED | 2014-09-17
EW20140917961 | 2014-09-17 | REMODEL OF OFFICE AND BEDROOM. | BEI | R | 3789 | 839 | 239 | BRANNAN ST | 16 | 16 | ISSUED | 2014-09-17
EW20140917161 | 2014-09-17 | ELEC. T.I. - JOB #25954 | C B F INC | C | 3717 | 12 | 135 | MAIN ST |  | 3 | ISSUED | 2014-09-17
EW20140917741 | 2014-09-17 | UNIT 101 M - RELOCATE RANGE POWER RELOCATE EXISTING COUNTER TOP PLUG RECEPTACLE RELOCATE UNDER CABINET LIGHT FIXTURE. | ATHENA ELECTRICAL CONST | R | 7517 | 349 | 95 | RED ROCK WY | 101 | 101 | ISSUED | 2014-09-17
E201409172861 | 2014-09-17 | ADD 3 CKTS REFEED (E) KITCHEN COUNTER PLUGS. %1X | PETERSON POWER & LIGHT | R | 2648 | 022A | 4256 | 18TH ST |  |  | COMPLETE | 2014-09-30
EW20140917141 | 2014-09-17 | UFER GROUND | RODNEY E FITE INC. | R | 6508 | 28 | 3979 | 24TH ST |  | 0 | ISSUED | 2014-09-17
E201409172834 | 2014-09-17 | SOLAR: INSTALL 22 ROOF MOUNTED SOALR PV MODS 260W/MOD 22 INTERACTIVE INVERTERS 215 POWER RATINGS 5.72KW TOTAL RATING. | SWANROCK INC. DBA: SKYTECH SOLAR | R | 6783 | 11 | 46 | GORHAM ST |  |  | ISSUED | 2014-09-17
EW20140917861 | 2014-09-17 | INSTALL (80) DATA CABLES | MCMILLAN DATA COMMUNICATIONS | C | 311 | 15 | 1 | POST ST |  | 22 | ISSUED | 2014-09-17
E201409172864 | 2014-09-17 | REPLACING ONE CKT GREAK PANEL ON 3/F AND ONE ON THE 4/F 2-100AMP 120/220V 1P. | OCCIDENTAL EXPRESS | R | 331 | 7 | 130 | EDDY ST |  |  | ISSUED | 2014-09-17
EW20140917201 | 2014-09-17 | INSTALL U-FUL GROUND | LOI ELECTRIC COMPANY | C | 619 | 2 | 1729 | POLK ST | 0 | 1 | ISSUED | 2014-09-17
E201409172851 | 2014-09-17 | FOR PHONE AND DATA LOW VOLTAGE | NEEDHAM ELECTRIC | C | 4109 | 1 | 2475 | 03RD ST |  |  | ISSUED | 2014-09-17
E201409172865 | 2014-09-17 | REPLACE (E) LIGHTS RECEPTACLES SWITCHE IN BATHROOM ITCHEN LIVING ROOM: NOTE: EXISTING WIRING: 12 LIGHTS 8 SWITCHES 15 RECEPTACLES. | HOWARD WONG ELECTRIC | R | 4161 | 19 | 946 | WISCONSIN ST |  |  | ISSUED | 2014-09-17
E201409172832 | 2014-09-17 | 100A TEMP POWER. NEW CONSTRUCTION: UFER GROUND LIVING ROOM DINING ROOM FMAILY ROOM KITCHEN 4 BATHROOMS BEDROOMS WETBAR NEW 150AMP SERVICE PANEL SUBPANELS NE WLIGHTS SWITCHES RECEPTAPCLASE 5 FANS 1 DISHWASHER 1 DISPOSAL 1 MICROWAVE 1 RANGE 6 SMOKE DETECTORS. | H D CONSTRUCTION COMPANY | R | 2821 | 23 | 83 | PANORAMA DR |  |  | ISSUED | 2014-09-17
EW20140917921 | 2014-09-17 | INSTALL 20AMP DEDICATED CIRCUIT FOR VERTICAL ELEVATOR ON THE BACK OF THE HOUSE | B V ELECTRIC | R | 7041 | 14 | 1544 | CAYUGA AV |  | 1 | COMPLETE | 2014-09-25
E201409172866 | 2014-09-17 | ELIMINATE 2 PLUGS. | EASTWOOD DEVELOPMENT INCORPORATED | R | 1117 | 8 | 980 | BAKER ST | 0 |  | COMPLETE | 2014-09-23
EW20140917301 | 2014-09-17 | NEW PANEL. LED LIGHTING AND NEW OUTLETS FOR REMODEL | SASSO CONSTRUCTION INC. | R | 3731 | 141 | 1097 | HOWARD ST | 301 | 3 | ISSUED | 2014-09-17
E201409172858 | 2014-09-17 | DRY CLEANING MACHINE REPLACEMENT. SAME ELECTRIC LINE OF OLD MACHINE PUT IT BACK TO NEW MACHINE. | HYUNG KIM | C | 1603 | 1 | 4001 | BALBOA ST |  |  | COMPLETE | 2014-09-24
E201409172849 | 2014-09-17 | 1ST FLOOR: 10 LIGHTS 8 SWITCHES 17 RECEPTACLES 1 FAN 3 SMOKE DETECTORS; ADD NEW BEDROOM BATHROOM OFFICE ROOM FAMILY ROOM AND LAUNDRY @ 1ST FLOOR | CREATIVE DESIGNS CONSTRUCTION | R | 2368 | 36 | 2819 | SANTIAGO ST |  | 1ST FLOOR | ISSUED | 2014-09-17
E201409172847 | 2014-09-17 | UPGRADE ELECTRICAL PANEL TO 200 AMPS REMODEL KITCHEN AND BATHROOM. REWIRE ENTIRE HOUSE | LUO'S CONSTRUCTION INC | R | 6922 | 3 | 21 | URBANO DR |  |  | ISSUED | 2014-09-17
E201409172830 | 2014-09-17 | UNIT 520: ADDRESS CORRECTION FOR E201409102672. | GREEN TECH ELECTRIC SOLUTIONS | R | 2635 | 46 | 478 | WARREN DR |  |  | ISSUED | 2014-09-17
EW20140917101 | 2014-09-17 | UFER GROUND | SIERRA ELECTRIC CO | C | 237 | 13 | 220 | BATTERY ST |  | 0 | ISSUED | 2014-09-17
EW20140917241 | 2014-09-17 | MISCELLANEOUS ELECTRICAL WORK INCLUDING UFER GROUND | SIERRA ELECTRIC CO | C | 3987 | 12 | 1040 | MARIPOSA ST |  | 0 | ISSUED | 2014-09-17
EW20140917881 | 2014-09-17 | 105 CABLES DROP FOR DATA | YOUNG ELECTRIC CO | C | 293 | 10 | 153 | KEARNY ST | 0 | 2 | ISSUED | 2014-09-17
E201409172845 | 2014-09-17 | 6TH FLOOR - 1 NEW RELEASING STATION RELOCATING 18 DEVICES & DEMOLISHING 50 DEVICES 1 NEW VESDA | INTELLIGENT TECHNOLOGIES | C | 3803 | 5 | 185 | BERRY ST |  |  | REINSTATED | 2014-10-03
E201409172854 | 2014-09-17 | INSTALL FIRE ALARM | HUE & CRY SECURITY SYSTEM | C | 300 | 15 | 969 | SUTTER ST |  |  | ISSUED | 2014-09-17
EW20140917342 | 2014-09-17 | SERVICE UPGRADE TO 125AMP. REWIRE WHOLE HOUSE WITH ADDITION AT BACKSIDE AND PENTHOUSE. ALL NEW OUTLETS LIGHTS WALL SWITCHES S/D. POWER FOR KITCHEN EQUIPMENT. | LAI'S E & H ELECTRIC INC. | R | 2206 | 36 | 2166 | 12TH AV |  | 3 | ISSUED | 2014-09-17
EW20140917221 | 2014-09-17 | 135 STATIONS FOR MODULAR PARTITIONS ONLY | SERVICE WEST | C | 289 | 1 | 225 | BUSH ST |  | 16 | COMPLETE | 2014-10-09
EW20140917321 | 2014-09-17 | UPDAY 100 AMP SERVICES AND NEW WIRING FOR 6 LIGHTS 5 SWITCHES 8 RECEPTACLES. | BROTHER COMPANY *** CHECK I.D. *** | R | 7085 | 4 | 171 | VERNON ST |  | 1 | ISSUED | 2014-09-17
E201409172842 | 2014-09-17 | 218D BUCHANAN ST: 200AMP MAIN O/H TEMP POWER. | UNITED SITE SERVICES OF CALIFORNIA INC. | R | 857 | 1 | 218 | BUCHANAN ST |  |  | ISSUED | 2014-09-17
E201409172848 | 2014-09-17 | BATHROOM (HALL):L INSTALL NEW LIGHT FIXCTURES WITH FAN/LIKGHT COMNBO. INSTALL SPLIT SWITCH -= MOVE VANITY LIGHT INSTALL DEDICATED CKT FOR GFCI OUTLET. | SCHICKER INC DBA RE-BATH BY SCHICKER | R | 6975 | 6 | 154 | LOUISBURG ST |  |  | COMPLETE | 2014-09-29
E201409172862 | 2014-09-17 | REPLACE (E) CABINETS WITH NEW EQUIPMENT IN BASEMENT | ACRF CONSTRUCTION SERVICES INC | C | 191 | 16 | 1204 | MASON ST |  |  | ISSUED | 2014-09-17
E201409172860 | 2014-09-17 | GARAGE: REPLACE (E) ANTENNA ON ROOFTOP & REPLACE (E) CABINET WITH A NEW CABINET | ACRF CONSTRUCTION SERVICES INC | C | 1617 | 032A | 706 | 28TH AV |  |  | ISSUED | 2014-09-17
EW20140917841 | 2014-09-17 | ELEC AND TELDATA T.I. - JOB #33790/T33937 | C B F INC | C | 3787 | 31 | 475 | BRANNAN ST |  | 1 | ISSUED | 2014-09-17
EW20140917821 | 2014-09-17 | LOW VOLTAGE LED LIGHTING - #33932 | C B F INC | C | 310 | 21 | 135 | POST ST | 0 | 1 | ISSUED | 2014-09-17
EW20140917761 | 2014-09-17 | UFFER GROUND TO BE INSTALLED AND FOUNDATION RETROFIT. ADDITIONAL INSPECTION REQUIRED DUE TO TWO STAGES OF JOB. | B B J ELECTRIC INC | R | 1194 | 4 | 125 | CLAYTON ST |  | 1 | ISSUED | 2014-09-17
EW20140917721 | 2014-09-17 | APT.# 32: INSTALL BATHROOM EXHAUST FAN AS PER NOV #201485911 | CENTURY ELECTRIC CONST | R | 188 | 8 | 1350 | WASHINGTON ST | 0 | 2 | COMPLETE | 2014-09-23
EW20140917261 | 2014-09-17 | CONNECT TO NEW SIGN. ONE 20 AMP 120V CIRCUIT VIA TIME CLOCK AND PHOTO CELL. | MISSION ELECTRIC/KOSITCH ENTERPRISES INC | R | 262 | 8 | 130 | BATTERY ST |  | 1 | ISSUED | 2014-09-17
EW20140917781 | 2014-09-17 | UPGRADE ELECTRICAL SERVICE TO NEW 200 AMP SERVICE. ADD PLUGS IN LIVING ROOM DINING ROOM AND BEDROOMS. | LIGHTNING ELECTRIC | R | 6979 | 13 | 131 | HAROLD AV |  | 1 | COMPLETE | 2014-09-24
EW20140917001 | 2014-09-17 | PARTIAL REMODEL OF GARAGE HALL. MASTER BEDROOM/BATHROOM AND FAMILY ROOM AREA | ERNEST F FERRARI ELECT INC | R | 7553 | 34 | 149 | ARBOR ST |  | 1 | ISSUED | 2014-09-17
E201409172840 | 2014-09-17 | KITCHEN MOVE BREAKER PANEL TO HALLWAY. 2 CIRCUITS 1 LIGHTS 3 SWITCHES 4 RECEPTACLES 1 DISHWASHER 1 GARBAGE DISPOSAL 1 MICROWAVE 1 RANGE RICE STEAMER 20 AMP-240V. | CEPHEUS BUILDERS INC | R | 0275A | 137 | 1001 | PINE ST | 1301 | 13/F | ISSUED | 2014-09-17
EW20140917941 | 2014-09-17 | TENANT IMPROVEMENT CONSISTING OF NEW LIGHT FIXTURES SWITCHES AND RECEPTACLES. | A M S ELECTRIC INC | C | 8721 | 32 | 455 | MISSION BAY BLVD SOUTH * | 0 | 1 | COMPLETE | 2014-10-07
E201409172863 | 2014-09-17 | KITCHEN REMODEL: NEW OUTLETS FOR COUNTER STOVE (110V) REFRIGERATOR AND MICROWAVE AND LIGHTS. NO DISPOSAL OR DISHWASHER. 6 CIRCUITS 1 LIGHT 2 SWITCHES 10 RECEPTACLES 1 MICROWAVE AND 1 RANGE. | GREAT WALL | R | 2519 | 49 | 2821 | 37TH AV |  | 2/F | ISSUED | 2014-09-17
E201409172831 | 2014-09-17 | UNIT 618: ADDRESS CORRECTION FOR E201409102674. | GREEN TECH ELECTRIC SOLUTIONS | R | 2635 | 46 | 478 | WARREN DR |  |  | ISSUED | 2014-09-17
E201409172857 | 2014-09-17 | REWIRE LOWER LEVEL ADD DISCONNECT FOR ELEVATOR ADD NEW LIGHTS AND BATHROOM TOP LEVEL. SUBPANEL NEW LIGHTS PLUGS SWITCHES FANS SMOKE DETECTORS. | A R D MAC ELECTRIC | R | 1236 | 3 | 151 | BRODERICK ST |  |  | ISSUED | 2014-09-17
E201409172837 | 2014-09-17 | INSTALL NEW 100AMP BREAK FROM (E) PANELS INSTALL NEW SUBPANEL ON ROOF FEEDING 1 NEW BTS CABINEST WITH 160A BREAK. INSTALL 1 NEW SERVICE LIGHT ON GFI 1 LIGHT 1 SWITCH 1 RECEPTACLE. | RENEWABLE ELECTRIC INC. | C | 6745 | 44 | 590 | BOSWORTH ST |  |  | COMPLETE | 2014-10-08
EW20140917061 | 2014-09-17 | INSTALL NEMA 14-50 FOR CHARGING AN ELECTRICAL VEHICLE TESLA MODEL S | NIJSSEN ELECTRIC | R | 655 | 31 | 2541 | CALIFORNIA ST | 0 | 1 | ISSUED | 2014-09-17
EW20140917041 | 2014-09-17 | INSTALL NEMA 14-50 RECEPTACLE FOR CHARGING AN ELECTRICAL VEHICLE TESLA MODEL S | NIJSSEN ELECTRIC | R | 2654 | 18 | 10 | DEMING ST |  | 1 | ISSUED | 2014-09-17
EW20140917901 | 2014-09-17 | 115 DATA DROPS CABLE | YOUNG ELECTRIC CO | C | 293 | 10 | 153 | KEARNY ST | 0 | 6 | COMPLETE | 2014-09-24
E201409172846 | 2014-09-17 | 2ND FLOOR SUITE D 250 - FIRE WITNESS TEST | INTELLIGENT TECHNOLOGIES | C | 5431A | 001F | 200 | PAUL AV |  |  | REINSTATED | 2014-10-03
EW20140917302 | 2014-09-17 | 400P SERVICE WITH 3 METER 3 SUB PANEL. 2 UNIT NEW BUILDING FOR ALL OUTLETS LIGHTS POWER FOR BATHROOM FANS DISHWASHER DISPOSAL HOOD FANS SMOKE - DETECTORS. | LAI'S E & H ELECTRIC INC. | R | 926 | 8 | 3305 | BRODERICK ST |  | 4 | ISSUED | 2014-09-17
EW20140917344 | 2014-09-17 | NEW 400 AMP 3 PHASE SERVICE FEEDING 200 AMP 3 PHASE TO COMMERCIAL PLUS 100 AMP SINGLE PHASE TO RESIDENTIAL | BENNETT ELECTRIC | R | 331 | 14 | 281 | ELLIS ST |  | 0 | ISSUED | 2014-09-17
E201409172852 | 2014-09-17 | 100 AMP SERVICE UPGRADE | DON'S ELECTRIC WORKS | R | 1666 | 17 | 767 | 23RD AV |  |  | COMPLETE | 2014-10-02
E201409172850 | 2014-09-17 | 2/F BATHROOM: 2 LIGHTS 1 SIWTCH 2 RECEPTACLES. | SCHICKER INC DBA RE-BATH BY SCHICKER | R | 1628 | 8 | 649 | 16TH AV |  |  | ISSUED | 2014-09-17
E201409172836 | 2014-09-17 | ADD ADDITIONAL BTS CABINET FED WITH 60A FROM (E) PANEL INSTALL NEW LIGHT & 1 15A OUTLET #6 THHN. | RENEWABLE ELECTRIC INC. | C | 2454 | 57 | 3101 | VICENTE ST |  |  | ISSUED | 2014-09-17
EW20140917181 | 2014-09-17 | UNIT 310. NEW FEEDS FOR NEW KITCHEN AND BATHROOM REMODELS LIGHTS SWITCHES RECEPTACLES ETC. | A & E ELECTRICAL CO. INC. | R | 344 | 7 | 275 | TURK ST |  | 310 | ISSUED | 2014-09-17
EW20140917121 | 2014-09-17 | UNIT 303. NEW FEEDS FOR NEW KITCHEN AND BATHROOM REMODELS LIGHTS SWITCHES RECEPTACLES ETC. | A & E ELECTRICAL CO. INC. | R | 344 | 7 | 275 | TURK ST |  | 303 | CANCELLED | 2014-10-07
EW20140917081 | 2014-09-17 | UNIT 204. NEW FEEDS FOR NEW KITCHEN AND BATHROOM REMODELS LIGHTS SWITCHES RECEPTACLES ETC. | A & E ELECTRICAL CO. INC. | R | 344 | 7 | 275 | TURK ST |  | 204 | ISSUED | 2014-09-17
E201409172859 | 2014-09-17 | INSTALL LIGHTING FIXTURES M OUTLETS SWITCH FOR THE REMODELING WORK A BASEMENT: 12 LIGHTS 10 SWITCHES 22 RECEPTACLES 1 FAN. | HONG CHANG CONSTRUCTION INC | R | 7151 | 8 | 229 | SAINT CHARLES AV | 0 |  | ISSUED | 2014-09-17
EW20140917981 | 2014-09-17 | 16 ROOF MOUNTED PV MODULES RATED AT 260W EACH AND ONE 4.0 KW INTERACTIVE INVERTER. - 16 ROOF-MOUNTED SOLAR PV MODULES 260 WATTS PER MODULE 1 INTERACTIVE INVERTER TOTAL NO. OF RATING 4 KW. | LUMINALT ENERGY CORPORATION | R | 1039 | 16 | 85 | JORDAN AV |  | 1 | ISSUED | 2014-09-17
E201409172843 | 2014-09-17 | 218C BUCHANAN ST: 200AMP MAIN O/H TEMP POWER. | UNITED SITE SERVICES OF CALIFORNIA INC. | R | 857 | 1 | 218 | BUCHANAN ST |  |  | ISSUED | 2014-09-17
E201409172853 | 2014-09-17 | INSTALL 23 SOLAR PV MODULES 250 WATTS PER MODULE INSTALL 1 INTERACTIVE INVERTER 5000 POWER RATINGS AT 5.05 KW | SUNGEVITY INC | R | 6526 | 6 | 1148 | SHOTWELL ST |  |  | ISSUED | 2014-09-17
E201409172855 | 2014-09-17 | INSTALLATION OF BATHROOM FAN (1) | D N CONSTRUCTION | R | 868 | 009A | 234A | HERMANN ST |  |  | COMPLETE | 2014-10-03
EW20140917341 | 2014-09-17 | INSTALL 1 EXHAUST FAN AND 1 SWITCH IN THE BATHROOM. (REFER NUMBER: 201486942) | J L ELECTRIC | R | 6520 | 22 | 3246 | 25TH ST |  | 2 | COMPLETE | 2014-10-09
E201409172856 | 2014-09-17 | 2 BATHROOM REMODEL: 8 LIGHTS 6 SWITCHES 2 RECEPTACLES 2 FANS. | A R D MAC ELECTRIC | R | 2919 | 23 | 130 | LENOX WY |  |  | ISSUED | 2014-09-17
E201409172867 | 2014-09-17 | DISCONNECT POWER FROM OLD ATM AND RECONNECT IT TO THE NEW ATM. | PARS ELECTRIC CORP | C | 84 | 9 | 1255 | BATTERY ST |  |  | ISSUED | 2014-09-17
EW20140918601 | 2014-09-18 | MODULAR OFFICE INSTALLATION OF 6 WORKSTATIONS | ADVANCED INSTALLATION SERVICES INC | C | 262 | 20 | 100 | PINE ST | 0 | 3 | ISSUED | 2014-09-18
E201409182884 | 2014-09-18 | KITCHEN REMODEL - REPLACE IN KIND WITH UPDATED CABINETS FLOORING AND FIXTURES. NOT CHANGING LAYOUT OF KITCHEN - NO WALLS REMOVED MOVED OR ADDED. | HAI LIN | R | 6964 | 3 | 640 | DELANO AV |  |  | ISSUED | 2014-09-18
E201409182872 | 2014-09-18 | UPSTAIRS BATHROOM 2 CKTS 5 LIGHTS 3 SWITCHES 1 RECEPTACLES 1 FAN. | ELLIOTT BUILD | R | 4067 | 3 | 422 | MISSOURI ST |  |  | ISSUED | 2014-09-18
E201409182868 | 2014-09-18 | 10 LIGHTS 6 SWICHES 10 RECEPTACLES 1 FAN 2 SMOKE DETECTORS. | CONTI K LEUNG | R | 1935 | 15 | 1665 | 08TH AV |  |  | ISSUED | 2014-09-18
E201409182887 | 2014-09-18 | REPLACE EXISTING LIGHT FIXTURES WITH NEW LED LIGHTS IN MASTER BALLROOM. 2 LIGHTS 2 SWITCHES 2 RECEPTALECS 1 FAN. | PAINTING ETCETERA | R | 0638A | 5 | 2241 | SACRAMENTO ST | 5 | 5/F | ISSUED | 2014-09-18
EW20140918461 | 2014-09-18 | INSTALL LIGHTING AND POWER @ MACY'S - NIKE WOMEN'S - 170 O'FARRELL ST 4TH FLOOR | PAGANINI ELECTRIC CORP(SEE SIGNATORIES) | C | 314 | 4 | 170 | OFARRELL ST |  | 4 | ISSUED | 2014-09-18
E201409182871 | 2014-09-18 | SURVEY - REF E201401076431 & E201209135130. | BOWEN CONSTRUCTION-PAINTING & WATERPROOF | C | 740 | 14 | 706 | POLK ST |  |  | ISSUED | 2014-09-18
EW20140918541 | 2014-09-18 | PV READY STANCHION INSTALLATION FOR THE FUTURE INSTALLATION OF A 10 MODULE SOLAR ELECTRIC SYSTEM AND ONE 3.0 KW INTERACTIVE INVERTER. - 10 ROOF-MOUNTED SOLAR PV MODULES 270 WATTS PER MODULE 1 INTERACTIVE INVERTER TOTAL NO. OF RATING 3 KW. | LUMINALT ENERGY CORPORATION | R | 6555 | 7 | 1616 | CASTRO ST |  | 1 | ISSUED | 2014-09-18
EW20140918721 | 2014-09-18 | MAIN PANEL UPGRADE 125/100 | SOLARCITY CORPORATION | R | 6076 | 42 | 706 | BRAZIL AV |  | 1 | ISSUED | 2014-09-18
E201409182873 | 2014-09-18 | TO OBTAIN A FINAL INSPECTION FOR WORK COMPLETED UNDER EXPIRED PERMIT E201005247558. BA201312164290. | DOLAN CONSTRUCTION AND DESIGN INC | R | 639 | 46 | 1919 | OCTAVIA ST | 1 | GARAGE | ISSUED | 2014-09-18
E201409182888 | 2014-09-18 | REWIRE ENTIRE HOUSE FROM PANEL UFER GROUND 150A SERVICE SUBPANEL NEW LIGHTS PLUGS SWITCHES. | CHC BUILDERS INC | R | 1374 | 4 | 115 | 14TH AV |  |  | ISSUED | 2014-09-18
EW20140918462 | 2014-09-18 | ELEVATOR MODERNIZATION-POWER TO NEW ELEVATOR EQUIPMENT | MCMILLAN BROS ELECTRIC | C | 3710 | 19 | 45 | FREMONT ST |  | 0 | ISSUED | 2014-09-18
E201409182881 | 2014-09-18 | REMOVEL OF 120V DUPLEX OUTLET AND POWER MOUNTED INSIDE TOWERSTREAM'S 3X3FT EQUIPMENT CABINET REMOVED BACK TO THE SOURCE. | BRAYER ELECTRIC COMPANY | C | 1204 | 11 | 1206 | FELL ST |  |  | ISSUED | 2014-09-18
EW20140918581 | 2014-09-18 | INSTALL 30 KVA TRANSFORMER AND PANEL TO FEED SEWAGE EJECTOR PUMPS | E. J. WEBER ELECT.CO INC | C | 3508 | 1 | 1355 | MARKET ST |  | 0 | COMPLETE | 2014-10-03
E201409182870 | 2014-09-18 | LEGALIZE 1 BEDROOM ONE BATHROOM CONSTRUCT 2 BEDROOMS 1 FULL BATHROOM AND LAUNDRY ROOM. ALL WORK AT GROUNDFLOOR. 8 LIGHTS 10 SWITCHES 20 RECEPTACLES 2 FANS. | D S MANAGEMENT INC DBA METROCON BUILDERS | R | 5876 | 6 | 240 | BOWDOIN ST |  |  | ISSUED | 2014-09-18
EW20140918463 | 2014-09-18 | INSTALLING NEW LIGHTING FIXTURES | ARTISTIC LIGHTING & ELECTRIC | R | 595 | 13 | 1645 | PACIFIC AV |  | 6 | ISSUED | 2014-09-18
EW20140918701 | 2014-09-18 | 126 STATIONS FOR MODULAR PARTITIONS ONLY | SERVICE WEST | C | 328 | 1 | 760 | MARKET ST |  | 8 | ISSUED | 2014-09-18
EW20140918764 | 2014-09-18 | REWIRE STAIRWELL AND DECK LIGHTING | DOWLING ELECTRIC | R | 3607 | 97 | 170 | LIBERTY ST | 0 | 0 | ISSUED | 2014-09-18
E201409182886 | 2014-09-18 | RENEW E201303219413: CONNECT ELECTRICAL POWER FOR EXHAUST FAN. | HAI LIN | C | 2931 | 5 | 44 | WEST PORTAL AV |  |  | COMPLETE | 2014-09-23
E201409182878 | 2014-09-18 | INSTALL ELECTRICAL PER CODE FOR KITCHEN REMODEL (N) FAU IN ATTIC MOVE DISTRIBUTION PANEL 1 PANELBOARD 4 CKTS 6 LIGHTS 4 SWITCHES 6 RECEPTACLES 1 DISHWASHER 1 DISPOSAL 1MICROWAVE 1 RANGE 4 SMOKE DETECTORS. | TRACY ANTHONY GENERAL CONTRACTOR | R | 6552 | 57 | 3906 | 26TH ST |  |  | ISSUED | 2014-09-24
EW20140918501 | 2014-09-18 | INSTALLATION OF A SOLAR PV SYSTEM. - 16 ROOF-MOUNTED SOLAR PV MODULES 255 WATTS PER MODULE 16 INTERACTIVE INVERTER TOTAL NO. OF RATING 3.57 KW. | SWANROCK INC. DBA: SKYTECH SOLAR | R | 2344A | 35 | 2310 | CECILIA AV |  | 0 | ISSUED | 2014-09-18
EW20140918763 | 2014-09-18 | UP GRADE ELECTRICAL SERVICE RE-WIRING ENTIRE HOUSE | H P E ELECTRIC INC | R | 1327 | 12 | 40 | SEA VIEW TR |  | 1 | ISSUED | 2014-09-18
EW20140918521 | 2014-09-18 | PROVIDING NEW SERVICE UPGRADE FROM 100AMP TO 200AMP FOR SINGLE-FAMILY RESIDENCE. | PACIFIC EAGLE ELECTRIC INC | R | 1308 | 10 | 450 | EL CAMINO DEL MAR * |  | 1 | ISSUED | 2014-09-18
EW20140918641 | 2014-09-18 | DISCONNECT & RECONNECT FURN. FEEDS | MCMILLAN BROS ELECTRIC | C | 3718 | 26 | 201 | MISSION ST |  | 2800 | ISSUED | 2014-09-18
E201409182883 | 2014-09-18 | REMOVEL OF 120V DUPLEX OUTLET AND POWER MOUNTED INSIDE TOWERSTREAM'S 3X3FT EQUIPMENT CABINET REMOVED BACK TO THE SOURCE. | BRAYER ELECTRIC COMPANY | C | 811 | 20 | 250 | VAN NESS AV |  |  | ISSUED | 2014-09-18
EW20140918361 | 2014-09-18 | 1 SANSOME STREET-28TH FLOOR-HUD-5 001-10 000 SQ. FT-JOB NUMBER 01-134793-CONTACT MARK YATES 415-559-4160 | W. BRADLEY ELECTRIC | C | 289 | 3 | 1 | SANSOME ST |  | 28 | ISSUED | 2014-09-18
EW20140918765 | 2014-09-18 | TOTAT RE WIRE SINGLE FAMILY HOME NEW 150 AMP SERVICE | J L ELECTRIC | R | 1512 | 36 | 550 | 33RD AV |  | 0 | ISSUED | 2014-09-18
EW20140918381 | 2014-09-18 | LOWER FLOOR ELECTRICAL WIRING HOT TUB NEW SUB PANELS | MACQUARRIE ELECTRICAL SERVICES | R | 1448 | 31 | 336 | 17TH AV |  | 1 | ISSUED | 2014-09-18
EW20140918401 | 2014-09-18 | FOR NEW WHIRLPOOL TUB IN MASTER BATHROOM ADD TWO NEW CIRCUITS (EACH 20A 120V GFCI-PROTECTED) TO TWO RECEPTACLES INSIDE TUB ACCESS PANEL. BOND METALLIC TUB COMPONENTS TO ADJACENT WATER PIPES. | ELECTRIX | R | 150 | 46 | 10 | FLORENCE ST |  | 2 | ISSUED | 2014-09-18
E201409182894 | 2014-09-18 | SURVEY ONLY. | W E MILLER | R | 940 | 36 | 2820 | GREENWICH ST | 2 |  | COMPLETE | 2014-09-22
EW20140918661 | 2014-09-18 | INSTALL 16 ROOF TOP PIPE RACKED SOLAR PANELS (4.0KW) - 16 ROOF-MOUNTED SOLAR PV MODULES 255 WATTS PER MODULE 1 INTERACTIVE INVERTER TOTAL NO. OF RATING 4 KW. | SOLARCITY CORPORATION | R | 6076 | 42 | 706 | BRAZIL AV |  | 3 | ISSUED | 2014-09-18
EW20140918561 | 2014-09-18 | PANEL CHANGE. KITCHEN REMODEL/ELECTRIC UPGRADE | DI LUZIO INC. | R | 301 | 5 | 717 | HYDE ST |  | 3 | ISSUED | 2014-09-18
E201409182869 | 2014-09-18 | INSTALL NEW UFER GROUND IN NEW FOUNDATION. | MODERN ART CONSTRUCTION | R | 577 | 4 | 1948 | PACIFIC AV |  |  | ISSUED | 2014-09-18
E201409182892 | 2014-09-18 | TO COMPLY WITH PHYSICAL INSPECTION REPORT CC-7745. | MCELHANEY CONSTRUCTION | R | 6652 | 24 | 1729 | NOE ST |  |  | ISSUED | 2014-09-18
E201409182890 | 2014-09-18 | UNIT 304: 3 CKTS 1 MICROHOOD 3 LIGHTS 9 SITCHES 1 FANS. | TAI LAM MAK | R | 934 | 1 | 3155 | BRODERICK ST |  |  | ISSUED | 2014-09-18
EW20140918761 | 2014-09-18 | ALL NEW WIRING IN 2 BATHROOM ON 2ND LEVEL. NEW CIRCUITS FROM SUB PANEL. NEW LAUNDRY CIRCUIT. | J L ELECTRIC | R | 1743 | 39 | 1234 | 08TH AV |  | 0 | ISSUED | 2014-09-18
EW20140918762 | 2014-09-18 | UPGRADE 100 AMP SERVICES | BROTHER COMPANY *** CHECK I.D. *** | R | 7064A | 26 | 1747 | CAYUGA AV |  | 1 | COMPLETE | 2014-09-23
EW20140918481 | 2014-09-18 | REMODEL FOR NEW RETAIL TENANT. INCLUDES LIGHTING AND SOME POWER. | R. MCCLURE ELECTRIC | C | 309 | 10 | 170 | GEARY ST |  | 1 | ISSUED | 2014-09-18
EW20140918681 | 2014-09-18 | REFER TO ELECTRICAL PERMIT: E201307102020 GARAGE + 3 FLOORS. ALL NEW ELECTRICAL THROUGHOUT ENTIRE HOUSE. | HAO QIANG CONSTRUCTION | R | 798 | 58 | 940 | GROVE ST |  | 1 | ISSUED | 2014-09-18
E201409182877 | 2014-09-18 | UNIT #2: REMODEL KITCHEN PER CODE IN KITCHEN: 2 SWITCHES 2 RECEPTACLES 3 SMOKE DETECTORS. | TRACY ANTHONY GENERAL CONTRACTOR | R | 1040 | 42 | 330 | ARGUELLO BL | 2 |  | ISSUED | 2014-09-24
EW20140918741 | 2014-09-18 | INSTALL ELECTRICAL FOR CAR LIFTS | KLAUS MULTIPARKING INC | R | 3616 | 85 | 2558 | MISSION ST |  | 1 | ISSUED | 2014-09-18
E201409182882 | 2014-09-18 | REMOVEL OF 120V DUPLEX OUTLET AND POWER MOUNTED INSIDE TOWERSTREAM'S 3X3FT EQUIPMENT CABINET REMOVED BACK TO THE SOURCE. | BRAYER ELECTRIC COMPANY | C | 717 | 1 | 815 | OFARRELL ST |  |  | ISSUED | 2014-09-18
EW20140918422 | 2014-09-18 | INSTALL ONE NEW RECEPTACLE AND FIXTURES | ARTISTIC LIGHTING & ELECTRIC | R | 3706 | 246 | 765 | MARKET ST | 37 | 37 | ISSUED | 2014-09-18
EW20140918781 | 2014-09-18 | UFER GROUND INSPECTION | DORGAN ELECTRICAL | R | 818 | 49 | 441 | LINDEN ST |  | 1 | ISSUED | 2014-09-18
EW20140918421 | 2014-09-18 | INSTALL NEW EXHAUST FAN WITH ONE SWITCH AND NEW CIRCUT. | L & L ELECTRIC | C | 7080 | 25 | 1155 | JUNIPERO SERRA BL |  | 1 | COMPLETE | 2014-09-26
EW20140918622 | 2014-09-18 | OPEN PERMIT ON BUILDING NEED TO BE CORRECTED. | URBAN ENERGY | C | 228 | 18 | 531 | COMMERCIAL ST |  | 1 | CANCELLED | 2014-09-24
E201409182885 | 2014-09-18 | REMODEL MASTER BATHROOM ON 2/F. INSTALL LIGHTING FIXTURES ON BASEMENT LEVEL. | TACHTOOK TACKTOOK | R | 602 | 001E | 2025 | JACKSON ST |  |  | ISSUED | 2014-09-18
E201409182876 | 2014-09-18 | ADDRESS CORRECTION FROM 110 SUTTER ST. TO 111 SUTTER ST. REFERENCE E201409122732. | SOUTH BAY COMMUNICATIONS INC | C | 292 | 1 | 111 | SUTTER ST |  | 10TH FLR | COMPLETE | 2014-09-25
E201409182879 | 2014-09-18 | BASEMENT. INSTALL 8 LIGHTS 6 SWITCHES 1 FAN AND 3 SMOKE DETECTORS. | LEADER CONSTRUCTION INC | R | 6450 | 5 | 436 | CORDOVA ST |  | BSMT | ISSUED | 2014-09-18
E201409182874 | 2014-09-18 | PLAN CHECK ONLY FOR TEMP POWER. | ROSENDIN ELECTRIC INC. | C | 3719 | 11 | 181 | FREMONT ST |  |  | COMPLETE | 2014-10-01
E201409182889 | 2014-09-18 | 4TH FLOOR: FURNISH AND INSTALL (4) LIGHT FIXTURES RELOCATE (E) RECEPTACLES. | C B F INC | C | 233 | 45 | 4 | EMBARCADERO CENTER * |  |  | ISSUED | 2014-09-18
EW20140918801 | 2014-09-18 | UPGRADE OVER HEAD SERVICE TO 200A. REMODEL KITCHEN BATHROOMS ADD PLUGS FOR DINING ROOM LIVING ROOM BASEMENT BAR RELOCATE LAUNDRY. 52 PLUGS 30 LIGHT 17 SWITCHES. | MIN'S ELECTRIC INC | R | 5986 | 30 | 341 | HOLYOKE ST |  | 1 | ISSUED | 2014-09-18
EW20140918621 | 2014-09-18 | INSTALL 6 ROOF TOP FLUSH MOUNTED SOLAR PANELS (1.53KW) - 6 ROOF-MOUNTED SOLAR PV MODULES 6 WATTS PER MODULE 1 INTERACTIVE INVERTER TOTAL NO. OF RATING 1.53 KW. | SOLARCITY CORPORATION | R | 5808 | 12 | 23 | PORTER ST |  | 3 | ISSUED | 2014-09-18
EW20140918441 | 2014-09-18 | INSTALLATION OF 64 MODULAR WORKSTATIONS | ALLMODULAR SYSTEMS INC. | C | 8721 | 10 | 500 | TERRY A. FRANCOIS BL |  | 6 | COMPLETE | 2014-09-26
E201409182875 | 2014-09-18 | 2ND FLOOR: 4 LIGHTS 4 SWITCHES 2 RECEPTACLES 2 CIRCUITS 1 FAN. | GOMEZ CONSTRUCTION | R | 5532 | 18 | 7 | WRIGHT ST |  |  | ISSUED | 2014-09-18
E201409182891 | 2014-09-18 | TO COMPLY WITH PHYSICAL INSPECTION REPORT CC-7745. | MCELHANEY CONSTRUCTION | R | 6652 | 24 | 1727 | NOE ST |  | UNIT & COMMON | ISSUED | 2014-09-18
EW20140919181 | 2014-09-19 | FEEDERS: POWER TO (2) COOLING TOWER UNITS 100A - MITCH AUSTN CEI WO#219768 | CUPERTINO ELECTRIC INC. | C | 1539 | 1 | 4131 | GEARY BL |  | 2 | ISSUED | 2014-09-19
EW20140919261 | 2014-09-19 | TELDATA CABLING #26114 | C B F INC | C | 3721 | 120 | 555 | MISSION ST | 0 | 23 | ISSUED | 2014-09-19
EW20140919881 | 2014-09-19 | UFER GROUND | WEST COAST ELECTRIC INC | R | 2372 | 17 | 2379 | 43RD AV |  | 1 | ISSUED | 2014-09-19
EW20140919001 | 2014-09-19 | CONDO CONVERSION REQUIREMENT | WELLS ELECTRICAL INC | R | 3567 | 14 | 3524A | 17TH ST |  | 1 | ISSUED | 2014-09-19
EW20140919141 | 2014-09-19 | INSTALL UFER AT REBAR GRADE BEAM IN GARAGE AND MAKE GROUND CONNECTIONS PER CODE. SEISMIC WORK UNDER #201409025171 | SEISMIC RETROFITTERS | R | 641 | 006A | 1880 | CALIFORNIA ST |  | 1 | COMPLETE | 2014-09-25
E201409192900 | 2014-09-19 | SURVEY ONLY. | BAY ELECTRIC | R | 3541 | 001A | 811 | 14TH ST | 0 |  | COMPLETE | 2014-09-29
E201409192923 | 2014-09-19 | REMODEL (E) KITCHEN & BATHROOM ON 2/F. CONVERT 1 BATHROOM TO 2 BATHOOM ON 3/F. INFILL NEW BEDROOM & BATHOOM ON G/F: 8 LIGHTS 9 SWITCHES 28 RECEPTACLES 3 FANS. | ELLIOT J JIAN | R | 1655 | 4 | 715 | 12TH AV |  |  | ISSUED | 2014-09-19
E201409192898 | 2014-09-19 | RUN NEW 3¦0 8 #4 GROUND WIRE APPROXIMATELY 5FT TO THE ATS CABINET START-UP & TEST (IN THE BASEMENT). | E S WEST COAST LLC | C | 236 | 6 | 222 | FRONT ST |  |  | ISSUED | 2014-09-19
E201409192907 | 2014-09-19 | SPACE 267: INSTALL 5 INTERIOR SIGNS. | THOMAS SWAN SIGN CO INC | C | 7295 | 21 | 3251 | 20TH AV |  |  | ISSUED | 2014-09-19
EW20140919201 | 2014-09-19 | INSTALLED NEW MC CABLE FOR A 50AMP FEEDER SINCE THE EXISTING FEEDER WIRES SHORTED AND COULD NOT BE REPELLED. | CENTURY ELECTRIC CONST | R | 0298C | 52 | 666 | POST ST | 1601 | 16 | COMPLETE | 2014-09-25
EW20140919901 | 2014-09-19 | 555 CALIFORNIA STREET - 33RD FLOOR - CENTERVIEW - UP TO 2 500 SQ FT - WBE JOB# 01-134869 - CONTACT JEFF LOW 415-716-5375 | W. BRADLEY ELECTRIC | C | 259 | 26 | 555 | CALIFORNIA ST | 0 | 33 | ISSUED | 2014-09-19
EW20140919281 | 2014-09-19 | BATH REMODEL | BENNETT ELECTRIC | R | 6732 | 28 | 936 | CHENERY ST |  | 2 | ISSUED | 2014-09-19
EW20140919341 | 2014-09-19 | CONCRETE ENCASED GROUNDING ELECTRODE. | ANDREI SMIRNOV | R | 6532 | 29 | 1319 | GUERRERO ST |  | 1 | ISSUED | 2014-09-19
EW20140919081 | 2014-09-19 | REWIRE OF BATHROOM | ELENEY ELECTRIC | R | 3109 | 10 | 209 | COLON AV |  | 1 | ISSUED | 2014-09-19
EW20140919061 | 2014-09-19 | INSTALL (31) DATA CABLES. | MCMILLAN DATA COMMUNICATIONS | C | 3717 | 1 | 101 | MISSION ST |  | 11 | ISSUED | 2014-09-19
E201409192895 | 2014-09-19 | MAIN FLOOR: 25 CAN LIGHTS NEW LIGHTS PLUGS SWITCHES IN BATHROOMS KITCHEN. | RISE BUILDING | R | 5517 | 100 | 97 | MIRABEL AV |  |  | ISSUED | 2014-09-19
E201409192911 | 2014-09-19 | KITCHEN REMODEL: NEW CABINETS SOFFIT & RECESSED LIGHTS. | ATLAS CONSTR& DEV. DBA:GOOD FELLAS CONST | R | 1363 | 45 | 108 | 04TH AV |  |  | ISSUED | 2014-09-19
EW20140919041 | 2014-09-19 | FEEDERS: POWER TO ONE CHILLER UNIT IN BASEMENT. - MITCH AUSTIN CEI WO# 219767 | CUPERTINO ELECTRIC INC. | C | 1539 | 1 | 4131 | GEARY BL |  | 0 | ISSUED | 2014-09-19
EW20140919101 | 2014-09-19 | METRO JOB #57162 - 18TH FLOOR - WELLS FARGO - TENANT SPACE / WORK - (8) CIRCUITS (18) LIGHTS (8) SWITCHES (11) RECEPTACLES (4) SPEAKER / STROBES (2) STROBES | METROPOLITAN ELECTRIC | C | 207 | 37 | 505 | SANSOME ST |  | 18 | ISSUED | 2014-09-19
E201409192913 | 2014-09-19 | UPGRADE SERVICE 100 AMP REMODEL KITCHEN AND BATHROOM 8 LIGHTS 4 SWITCHES 13 RECEPTACLES 10 CIRCUITS | G C ELECTRIC | R | 2063 | 14 | 1867 | 26TH AV |  | 1-2 FLR | ISSUED | 2014-09-19
EW20140919981 | 2014-09-19 | CONDO CONVERSION REQUIREMENT | WELLS ELECTRICAL INC | R | 3567 | 14 | 3524B | 17TH ST |  | 1 | ISSUED | 2014-09-19
EW20140919921 | 2014-09-19 | CONDO CONVERSION REQUIREMENT | WELLS ELECTRICAL INC | R | 3567 | 14 | 3524 | 17TH ST |  | 1 | ISSUED | 2014-09-19
E201409192917 | 2014-09-19 | REPLACE (E) 70A METER PANEL WITH NEW 100A METER MAI AND DISTRIBUTION PANEL IN GARAGE AREA #2. | BAMBOO GREEN ELEC IND CO | R | 6208 | 35 | 471 | CAMPBELL AV |  |  | COMPLETE | 2014-10-10
E201409192901 | 2014-09-19 | INSTALL 98 CAT 6 DATA OUTLETS. | SERGIO LAINEZ ELECTRICAL | C | 766 | 13 | 180 | REDWOOD ST | 0 | SUITE 350 | ISSUED | 2014-09-19
EW20140919021 | 2014-09-19 | ORIGINALLY ONE PERMIT WAS PULLED FOR UNITS 3 AND 4 UNDER PERMIT #EW20140910521. THIS PERMIT IS FOR THE ADDITION FEES OWED AND TO CREATE A SEPARATE ELECTRICAL PERMIT FOR UNIT #4 AS PER INSPECTOR HOLLS REQUEST ON 9/18. | RODNEY E FITE INC. | R | 6520 | 31 | 1015 | SHOTWELL ST |  | 2 | ISSUED | 2014-09-19
EW20140919321 | 2014-09-19 | FOR: ORACLE OPENWORLD 2014 MOSCONE CONVENTION CENTER ALL HALLS SHOW DATES: 9/29-10/2/2014 #317428 | FREEMAN DECORATING SERVICES INC | C | 3734 | 91 | 747 | HOWARD ST |  | 1 | ISSUED | 2014-09-19
E201409192902 | 2014-09-19 | 3RD FLOOR: 3 LIGHTS 3 SWITCHES 6 RECEPTACLES 1 DISHWSHER 1 GARBAGE DISPOSAL 1 MICROWAVE 1 RANGE 1 SMOKE DETECTOR; KITCHEN REMODELING: REPALCE CABINET SINK COUNTER TOP APPLIANCES | I.D.O.CONSTRUCTION INC. | R | 501 | 59 | 1380 | GREENWICH ST | 303 | 3RD FLOOR - UNIT 303 | ISSUED | 2014-09-19
E201409192924 | 2014-09-19 | RELOCATE WATER HEATER AND FURNACE. 2 LIGHTS 3 SWITCHES 4 RECEPTACLES. | BLUEFIELD CONSTRUCTION | R | 3091 | 15 | 342 | MONTEREY BL |  | 1ST FLOOR | ISSUED | 2014-09-19
EW20140919222 | 2014-09-19 | TELDATA #T33870 7TH FLOOR | C B F INC | C | 3721 | 122 | 535 | MISSION ST |  | 7 | ISSUED | 2014-09-19
EW20140919102 | 2014-09-19 | INSTALL 6 PENDANT LIGHTS 3 EMERGENCY EXIT SIGN 3 EMERGENCY LIGHT AND 1 CIRCUIT. | LOI ELECTRIC COMPANY | C | 3703 | 6 | 60 | 06TH ST |  | 1 | COMPLETE | 2014-09-23
EW20140919961 | 2014-09-19 | CONDO CONVERSION REQUIREMENT | WELLS ELECTRICAL INC | R | 3567 | 14 | 3520 | 17TH ST |  | 1 | ISSUED | 2014-09-19
E201409192903 | 2014-09-19 | REFERENCE E201404259177: NEW CONSTRUCTION: UFER GROUND 1000AMP SERVICE PANEK (34) 100AMP SUBPANELS 3P 120-208V 4 WIRE NEW LIGHTS SWITCHES RECEPTACLES 34 DISHWASHERS 34 DISPOSAL 34 MICROWAVES 34 RANGES 102 SMOKE DETECTORS. F/A SYSTEM: RACEWAYS HORNS/STROBES PULL STATIONS. | THREE BROTHERS ELECTRICAL CONTRACTORS | C | 4591C | 99 | 50 | JERROLD AV |  | BUILDING 4 | ISSUED | 2014-09-19
E201409192909 | 2014-09-19 | UNIT 407: BATHROOM REMODEL: 7 LIGHT FIXTURES. | CONSTRUCTION DEPOT INC | R | 792 | 007E | 355 | FULTON ST |  |  | ISSUED | 2014-09-19
E201409192897 | 2014-09-19 | 1ST FLOOR: INCLUDE AREA(S) OF WORK ELECTRICAL DISTRIBUTION EQUIPMENT DEVICES AND UTILIZATION EQUIPMENT IF APPLICABLE. REMOVE AND RELOCATE EXISTING LIGHTING PROVIDE POWER TO 8 FSD. INSTALL INTERCOM HEADEND EQUIPMENT AND ONE FIELD SPEAKER. |  | C | 1538 | 7 | 461 | 06TH AV |  |  | ISSUED | 2014-10-08
E201409192905 | 2014-09-19 | FURNISH AND INSTALL ONE 2 STOP RESIDENTIAL ELEVATOR. | DWAN ELEVATOR COMPANY | R | 3281 | 26 | 40 | FAIRFIELD WY |  |  | ISSUED | 2014-09-19
EW20140919841 | 2014-09-19 | INSTALL OUTLET FOR DRYER | MCMILLAN BROS ELECTRIC | C | 29 | 7 | 555 | NORTH POINT ST |  | 0 | COMPLETE | 2014-09-24
EW20140919161 | 2014-09-19 | TEL/DATA CABLING - JOB #33897 | C B F INC | C | 206 | 8 | 500 | SANSOME ST |  | 200 | ISSUED | 2014-09-19
EW20140919821 | 2014-09-19 | INSTALL OUTLET FOR NEW FIREPLACE INSERT. | ROD MUSCIO ELECTRICAL | R | 1288 | 6 | 1437 | SHRADER ST | 0 | 1 | ISSUED | 2014-09-19
EW20140919861 | 2014-09-19 | 12 EXIT SIGNS 12 EMERGENCY LIGHTS | WEST COAST ELECTRIC INC | R | 2629A | 27 | 400 | UPPER TR |  | 1 | ISSUED | 2014-09-19
EW20140919301 | 2014-09-19 | 2 STATIONS FOR MODULAR PARTITIONS ONLY | SERVICE WEST | C | 289 | 3 | 1 | SANSOME ST |  | 16 | ISSUED | 2014-09-19
E201409192918 | 2014-09-19 | TENANT IMPROVEMENT: NEW ELECTRICAL WIRING FOR NEIGHBOR BAKE SHOP. NEW OUTLETS NEW LIGHTS P;OWER SUPPLY TO HOOD AND WALK-IN REFRIGERATOR. | DEJANI CONSTRUCTION | C | 4109 | 1 | 2343 | 03RD ST |  | SUITE 100 | ISSUED | 2014-09-19
EW20140919941 | 2014-09-19 | CONDO CONVERSION REQUIREMENT | WELLS ELECTRICAL INC | R | 3567 | 14 | 3522 | 17TH ST |  | 1 | ISSUED | 2014-09-19
E201409192922 | 2014-09-19 | UNIT 5 REMODEL: 6 LIGHTS 6 SWITCHES 28 RECEPTACLES. | CITY BUILDER COMPANY | R | 3541 | 34 | 85 | HENRY ST | 0 |  | ISSUED | 2014-09-19
E201409192916 | 2014-09-19 | SOLAR: INSTALL 10 SOLAR PV MODS 275W/MOD 5 INTERACTIVE INVERTERS AT 215W POWER RATING EACH 2.7KW TOTAL RATING. | FIDELITY HOME ENERGY INC. | R | 3004B | 7 | 518 | LOS PALMOS DR |  |  | ISSUED | 2014-09-19
E201409192896 | 2014-09-19 | UNIT 11: BATHROOM & KITCHEN REMODEL: 5 LIGHTS 6 SWITCHES 10 RECEPTACLES NEW SUBPANEL 1 FAN 1 DISHWASHER 1 DISPOSAL 1 RANGE. | DARREN LEE | R | 3534 | 031A | 11 | DOLORES ST |  |  | ISSUED | 2014-09-19
EW20140919121 | 2014-09-19 | UFER GROUND | BRESLIN ELECTRIC | R | 980 | 7 | 2309 | DIVISADERO ST |  | 1 | ISSUED | 2014-09-19
E201409192912 | 2014-09-19 | BASEMENT AREA: 3 LIGHTS 4 SWITCHES 6 RECEPTACLES 2 SMOKE DETECTORS | DAUNELL ELECTRIC | R | 2482 | 15 | 2682 | 15TH AV |  |  | ISSUED | 2014-09-19
E201409192904 | 2014-09-19 | UNIT 4: KITCHEN REMODEL SIGN OFF. | KALT ELECTRIC | R | 2629 | 54 | 1040 | ASHBURY ST | 0 |  | ISSUED | 2014-09-19
E201409192910 | 2014-09-19 | INSTALL 125A METER PANEL | AL J ELECTRIC COMPANY | R | 1687 | 34 | 810 | 45TH AV |  | 1ST FLOOR | COMPLETE | 2014-09-29
E201409192908 | 2014-09-19 | KITCHEN CABINETS SOFFIT & RECESSED LIGHTS. | ATLAS CONSTR& DEV. DBA:GOOD FELLAS CONST | R | 1363 | 45 | 108 | 04TH AV |  |  | FILED | 2014-09-19
E201409192915 | 2014-09-19 | PROVIDE LABOR AND MATERIAL TO INSTALL 300 DATA CABLES TO CUBICLES AND WALL LOCATION. | WEBCOM INC. | C | 3979 | 1 | 444 | DE HARO ST |  | 1ST FLR | ISSUED | 2014-09-19
E201409192906 | 2014-09-19 | FURNISH AND INSTALL ONE 2 STOP RESIDENTIAL ELEVATOR. | DWAN ELEVATOR COMPANY | R | 6726 | 41 | 537 | CHENERY ST |  |  | ISSUED | 2014-09-19
EW20140919221 | 2014-09-19 | 2 BATHROOM REMODELS AND ADD PLUGS THROUGHOUT UNIT | BYINGTON ELECTRIC CORP | R | 991 | 31 | 3961 | WASHINGTON ST |  | 1 | ISSUED | 2014-09-19
EW20140919241 | 2014-09-19 | TELDATA #T33870 8TH FLOOR | C B F INC | C | 3721 | 122 | 535 | MISSION ST |  | 8 | ISSUED | 2014-09-19
E201409192921 | 2014-09-19 | INSTALLATION OF NEW FIRE ALARM SYSTEM WITH SPRINLER MONITOING & ELEVATOR RECALL. WITNESS TEST. | FIRE & SEC. FIRE/F.S.A.C. | C | 3764 | 61 | 340 | BRYANT ST |  |  | ISSUED | 2014-09-19
E201409192919 | 2014-09-19 | NEW ELECTRICAL WIRING FOR TOAST EATERY. NEW OUTLETS NEW LIGHTS POWER SUPPLY TO HOOD NEW 200AMP SERVICE 1P. | DEJANI CONSTRUCTION | C | 2988A | 6 | 160 | WEST PORTAL AV |  |  | ISSUED | 2014-09-19
E201409192914 | 2014-09-19 | 8 LIGHTS 8 SWITCHES 26 RECEPTACLES 2 FANS 1 MICROWAVE 3 SMOKE DETECTORS. | CITY BUILDER COMPANY | R | 6020 | 032B | 608 | EXCELSIOR AV |  |  | ISSUED | 2014-09-19
E201409192899 | 2014-09-19 | 3/F: NEW AUDIBLE AND VISUAL NOTIFICATION APPLIANCES THROUGH THIRD LEVEL OF TENANT IMPROVEMENT AREAS (3 HORNS/STROBES 7 10 STROBES. | FIRE DETECTION UNLIMITED | C | 766 | 13 | 180 | REDWOOD ST | 0 | UNIT 350 | COMPLETE | 2014-10-02
E201409192920 | 2014-09-19 | INSTALL NEW LIGHTING IN KITCHEN. INSTALL NEW SWITCH & OUTLET IN BATHROOM: 10 LIGHTS 6 SWITCHES 9 RECEPTACLES. | UTAMA CONTRUCTION CORP. | R | 6928 | 19 | 50 | BORICA ST |  |  | ISSUED | 2014-09-19
EW20140920361 | 2014-09-20 | BEDROOM AND HALLWAY REWIRE | DB ELECTRIC | R | 3283 | 25 | 100 | DORADO TR |  | 3 | ISSUED | 2014-09-20
EW20140920362 | 2014-09-20 | RELOCATE AND REPLACE SUB PANEL RE PULL EXISITNG CONDUITS WITH NEW WIRE | DB ELECTRIC | R | 0071C | 202 | 2250 | HYDE ST | 3 | 3 | ISSUED | 2014-09-20
EW20140921381 | 2014-09-21 | ADD (3) NEW CIRCUITS. ADD (18) NEW OUTLETS. | BMH ELECTRIC | R | 5611 | 66 | 56 | WINFIELD ST |  | 1 | COMPLETE | 2014-10-01
EW20140921401 | 2014-09-21 | INSTALL EMERGENCY LIGHT FOR WHOLE BUILDING. | PRE WIRE ELECTRICAL | R | 943 | 19 | 2633 | GREENWICH ST | 0 | 1 | ISSUED | 2014-09-21
EW20140922081 | 2014-09-22 | TELEDATA CABLING #T33917 | C B F INC | C | 294 | 17 | 355 | SUTTER ST |  | 2 | COMPLETE | 2014-10-06
E201409222942 | 2014-09-22 | SPACE 308: 2 INTERIOR SIGNS FOR"FOOTLOCKER" & "HOUSE OF HOOPS" | GOLDEN GATE SIGN COMPANY INC. | C | 3705 | 42 | 865 | MARKET ST |  |  | COMPLETE | 2014-09-25
EW20140922421 | 2014-09-22 | UP-GRADE OVERHEAD SERVICE TO 200 AMP; INSTALL ONE HOUSE METER AND ONE HOUSE PANEL | KONG'S PLUMBING & CONSTRUCTION CO. | R | 3961 | 006A | 360 | UTAH ST |  | 1 | COMPLETE | 2014-09-29
EW20140922961 | 2014-09-22 | INSTALL NEW 200AMP 3 METER MAIN AND 3 INSIDE SUB PANELS | ZEDIKER ELECTRIC | R | 5710 | 29 | 50 | SANTA MARINA ST |  | 1 2 3 | ISSUED | 2014-09-22
EW20140922521 | 2014-09-22 | KITCHEN REMODEL | KINETIC ELECTRIC | R | 6344 | 14 | 672 | LISBON ST |  | 1 | ISSUED | 2014-09-22
EW20140922761 | 2014-09-22 | 10 ROOF MOUNTED SOLAR PV MODULES AND ONE 3.0 KW INTERACTIVE INVERTER. - 10 ROOF-MOUNTED SOLAR PV MODULES 270 WATTS PER MODULE 1 INTERACTIVE INVERTER TOTAL NO. OF RATING 3 KW. | LUMINALT ENERGY CORPORATION | R | 2999A | 9 | 145 | BELLA VISTA WY |  | 1 | ISSUED | 2014-09-22
EW20140922921 | 2014-09-22 | 6 ROOF MOUNTED PV MODULES AND ONE 3.0 KW INTERACTIVE INVERTER. - 6 ROOF-MOUNTED SOLAR PV MODULES 345 WATTS PER MODULE 1 INTERACTIVE INVERTER TOTAL NO. OF RATING 3 KW. | LUMINALT ENERGY CORPORATION | R | 1560 | 6 | 523 | 17TH AV |  | 1 | COMPLETE | 2014-09-26
E201409222927 | 2014-09-22 | TO COMPLY WITH NOV#201489131: TENANT IMPROVEMENT - NEW OUTLETS & LIGHTS. | FIDES CONSTRUCTION INC | C | 3608 | 5 | 956 | VALENCIA ST |  |  | ISSUED | 2014-09-22
EW20140922541 | 2014-09-22 | WE WILL BE REMOVING THE CENTER LIGHT AND REPLACING IT BY INSTALLING 5 LOW VOLTAGE RECESSED CANS ON A VACANCY SENSOR. | LIGHTS OUT INC | R | 3719 | 240 | 301 | MISSION ST | 30 | 30 | ISSUED | 2014-09-22
EW20140922141 | 2014-09-22 | VOICE AND DATA STATION CABLING | GENESIS COMMUNICATIONS | R | 285 | 5 | 400 | SUTTER ST |  | 1 | ISSUED | 2014-09-22
E201409222955 | 2014-09-22 | CELL SITE MODIFICATION . | OVERLAND CONTRACTING INC | C | 3763 | 18 | 488 | BRYANT ST |  |  | ISSUED | 2014-09-22
E201409222926 | 2014-09-22 | REMODEL KITCHEN BATHROOM NEW BEDROOM RESET 10 LIGHTS ON 2/F. | SUNSET ELECTRIC & CONST | R | 1857 | 24 | 1552 | 12TH AV |  |  | ISSUED | 2014-09-22
E201409222935 | 2014-09-22 | INSTALL 3 STOP 1400LBS RESIDENTIAL ELEVATOR WIRNG WITH 3 HALL STATIONS AND A 3 STOP CONTROLLER. | ACME HOME ELEVATOR INC. | R | 911 | 23 | 663 | MARINA BL |  |  | ISSUED | 2014-09-22
E201409222931 | 2014-09-22 | UNIT 5: TO COMPLY WITH PHYSICAL INSPECTION REPORT CC-7696 | EDWARD FITZGERALD ELECTRIC | R | 1258 | 19 | 135 | BUENA VISTA EAST AV |  |  | ISSUED | 2014-09-22
EW20140922902 | 2014-09-22 | INSTALL NEW ELECTRICAL SERVICE RUN CIRCUITS FOR NEW ELEVATOR DO ELEVATOR WIRING. | RODNEY E FITE INC. | R | 3281 | 26 | 40 | FAIRFIELD WY |  | 1 | ISSUED | 2014-09-22
E201409222939 | 2014-09-22 | ELECTRICAL WORK FOR NEW BATHROOM 1 CKT 20AM 2 LIGHTS 3 SWITCHES 1 RECEPTACLES 1 FAN. | UPSTART TECHNOLOGIES | R | 868 | 21 | 128 | FILLMORE ST |  |  | ISSUED | 2014-09-22
E201409222957 | 2014-09-22 | INSTALL 10 REEPTACLES 10 LIGHTS 8 SWITCHES WITH EMP PIPE 6 CKTS. | ULTRA ELECTRIC CO | C | 3615 | 78 | 3148 | 22ND ST | 0 |  | COMPLETE | 2014-10-09
E201409222954 | 2014-09-22 | CELL SITE MODIFICATION. | OVERLAND CONTRACTING INC | C | 6575 | 1 | 1580 | VALENCIA ST |  |  | ISSUED | 2014-09-22
E201409192925 | 2014-09-22 | TENANT IMPROVEMENT: 18 LIGHTS 13 SWITCHES 18 RECEPTACLES. | TRI-ONE ELECTRIC INC | C | 1191 | 41 | 2250 | HAYES ST |  |  | ISSUED | 2014-09-22
E201409222943 | 2014-09-22 | INSTALL1 EXTERIOR SIGN "CORE POWER YOGA" | GOLDEN GATE SIGN COMPANY INC. | C | 3738 | 12 | 215 | FREMONT ST |  |  | ISSUED | 2014-09-22
EW20140922721 | 2014-09-22 | 99-4363 NEW UNIT-PLUGS SWITCHES GFCI DIS/DISP. LIGHTS | ASF ELECTRIC INC | R | 6516 | 20 | 333 | BARTLETT ST |  | 0 | ISSUED | 2014-09-22
EW20140922881 | 2014-09-22 | REPLACE WIRE IN THE FOYER FOR TWO OVERHEAD FIXTURES. | NORTHERN LIGHTS ELECTRIC *CHECK I.D.* | R | 1212 | 7 | 299 | COLE ST |  | 1 | COMPLETE | 2014-09-29
EW20140922482 | 2014-09-22 | NEW FIRE ALARM SYSTEM UPGRADE WITH LIFE SAFETY WITNESS TEST | SAN FRANCISCO FIRE PROTECTION | R | 549 | 15 | 2242 | POLK ST |  | 0 | ISSUED | 2014-09-22
E201409222952 | 2014-09-22 | INSTALL 5KW / 10KWH BATTERY STORAGE SYSTEM. | SOLARCITY CORPORATION | R | 2823 | 3 | 84 | CITYVIEW WY |  |  | ISSUED | 2014-09-22
E201409222948 | 2014-09-22 | SOLAR: INSTALL 24 ROOF MOUNETD SOLAR PV MODS 255W/MOD 1 INTERACTIVE INVERTER AT 6000 POWER RATING EACH 6.1KW TOTAL RATING. | SOLARCITY CORPORATION | R | 2823 | 3 | 84 | CITYVIEW WY |  |  | ISSUED | 2014-09-22
EW20140922161 | 2014-09-22 | CORRECTION OF CODE VIOLATIONS AT UNIT 461 463 465. . | URBAN ENERGY | R | 4064 | 20 | 461 | MISSISSIPPI ST |  | 2 | ISSUED | 2014-09-22
EW20140922501 | 2014-09-22 | LIGHTING AND SPEAKERS FOR THEATER. 4TH FLOOR IN MALL | MCCLURE ELECTRIC INC | C | 3705 | 50 | 845 | MARKET ST |  | 4 | COMPLETE | 2014-10-06
EW20140922861 | 2014-09-22 | INSTALL POWER FOR 3 NEW FAN COILS AND 1 NEW AC UNIT | BLAKESLEE ELECTRIC INC | C | 1191 | 36 | 1 | SHRADER ST |  | 4 | COMPLETE | 2014-09-26
E201409222934 | 2014-09-22 | INSTALL 5 STOP 950LBS RESIDENTIAL ELEVATOR WIRNG WITH 5 HALL STATIONS AND A 5 STOP CONTROLLER. | ACME HOME ELEVATOR INC. | R | 604 | 15 | 2342 | WASHINGTON ST |  |  | ISSUED | 2014-09-22
EW20140922621 | 2014-09-22 | UNIT REWIRE | PADILLA'S ELECTRIC | R | 505 | 15 | 1671 | LOMBARD ST |  | 2 | ISSUED | 2014-09-22
EW20140922021 | 2014-09-22 | 105 STATIONS FOR MODULAR PARTITIONS ONLY | SERVICE WEST | C | 3710 | 19 | 45 | FREMONT ST |  | 18 | ISSUED | 2014-09-22
EW20140922661 | 2014-09-22 | NEW GARAGE : LIGHTS RECEPTACLES CHARGER SUB PANEL. | MAL ROGERS ELECTRIC | R | 688 | 30 | 1533 | SUTTER ST |  | 1 | ISSUED | 2014-09-22
E201409222930 | 2014-09-22 | UNIT 1 & COMMON: TO COMPLY WITH PHYSICAL INSPECTION REPORT CC-7696 | EDWARD FITZGERALD ELECTRIC | R | 1258 | 19 | 135 | BUENA VISTA EAST AV | 0 |  | ISSUED | 2014-09-22
EW20140922901 | 2014-09-22 | REWIRE ONE BEDROOM APARTMENT INCLUDING BATHROOM AND KITCHEN. NEW SUBPANEL | NORTHERN LIGHTS ELECTRIC *CHECK I.D.* | R | 1212 | 7 | 299 | COLE ST |  | 2 | ISSUED | 2014-09-22
EW20140922441 | 2014-09-22 | A SURVEY INSPECTION TO ASSES AMOUNT OF VIOLATIONS WITH WORK ALREADY COMPLETED AND ASSES BEST PRACTICE TO FINISH JOB | J O'DRISCOLL ELECTRICAL | R | 1541 | 35 | 444 | 04TH AV |  | 1 | ISSUED | 2014-09-22
E201409222959 | 2014-09-22 | UNIT 303: BATHROOM REMODEL: 1 LIGHT 1 SWITCH 2 RECEPTACLE. | RYAN AND RYAN CONSTRUCTION INC | R | 982 | 49 | 3045 | JACKSON ST | 303 |  | ISSUED | 2014-09-22
E201409222947 | 2014-09-22 | SOLAR: INSTALL 20 ROOF MOUNETD SOLAR PV MODS 232.2W/MOD 1 INTERACTIVE INVERTER AT 232.2W POWER RATING EACH 5.355KW TOTAL RATING. | SOLARCITY CORPORATION | R | 7063 | 010A | 2645 | SAN JOSE AV |  |  | ISSUED | 2014-09-22
E201409222963 | 2014-09-22 | UNIT 307: 1 LAUNDRY 220V CKT 8 CKTS 1 SUBPANEL 9 LIGHTS 5 SWITCHES 12 RECEPTACLES. | BLUE LIGHT ELECTRIC | R | 282 | 004A | 701 | TAYLOR ST | 0 |  | ISSUED | 2014-09-22
E201409222933 | 2014-09-22 | INSTALL 4 STOP 1200LBS RESIDENTIAL ELEVATOR WIRNG WITH 4 HALL STATIONS AND A 4 STOP CONTROLLER. | ACME HOME ELEVATOR INC. | R | 113 | 42 | 260 | GREEN ST | 0 |  | COMPLETE | 2014-10-10
EW20140922561 | 2014-09-22 | REMOVED AND REPLACE 6 BASEBOARD HEATERS. MOVE THE COMMON AREA LIGHTING FROM AN EXISTING ELECTRICAL METER TO A HOUSE METER. | MARK W SCHULKAMP ELECTRIC | R | 1707 | 57 | 4240 | IRVING ST |  | 0 | COMPLETE | 2014-10-01
E201409222929 | 2014-09-22 | UNIT 3: TO COMPLY WITH PHYSICAL INSPECTION REPORT CC-7696 | EDWARD FITZGERALD ELECTRIC | R | 1258 | 19 | 135 | BUENA VISTA EAST AV | 0 |  | ISSUED | 2014-09-22
EW20140922801 | 2014-09-22 | INSTALL OUTLETS IN STORAGE ROOM INSTALL OCC SENSORS ON LIGHTS | DB ELECTRIC | R | 3749 | 103 | 346 | 01ST ST | 104 | 1 | ISSUED | 2014-09-22
EW20140922941 | 2014-09-22 | COMPLETE REWIRE AS PER PLANS | RODNEY E FITE INC. | R | 0436E | 28 | 1661 | BEACH ST | 0 | 1 | ISSUED | 2014-09-22
EW20140922841 | 2014-09-22 | NEW TWO UNIT BUILDING WITH 200A UNDER GROUND SERVICES | M J ELECTRIC SERVICES | R | 2778 | 13 | 851 | CORBETT AV |  | 0 1 2 3 4 | ISSUED | 2014-09-22
E201409222960 | 2014-09-22 | REMODEL BATHROOM: 1 LIGHT 1 SWITCH 2 RECEPTACLES 1 SMOKE DETECTOR. | RYAN AND RYAN CONSTRUCTION INC | R | 3537 | 112 | 780 | 14TH ST | 0 |  | ISSUED | 2014-09-22
E201409222946 | 2014-09-22 | SOLAR: INSTALL 24 ROOF MOUNETD SOLAR PV MODS 255W/MOD 1 INTERACTIVE INVERTER AT 5000 POWER RATING EACH 6.1KW TOTAL RATING. | SOLARCITY CORPORATION | R | 1877 | 46 | 1518 | 32ND AV |  |  | ISSUED | 2014-09-22
E201409222950 | 2014-09-22 | SOLAR: INSTALL 18 ROOF MOUNETD SOLAR PV MODS 255W/MOD 1 INTERACTIVE INVERTER AT 3600 POWER RATING EACH 4.6KW TOTAL RATING. NEW SUBPANEL 125A. | SOLARCITY CORPORATION | R | 6244 | 38 | 463 | RAYMOND AV |  |  | ISSUED | 2014-09-22
E201409222962 | 2014-09-22 | LEGALIZE ONE BEDROOM ONE FAMILY ROOM RELOCATE ONE NEW FAULL BATHROOM BUILD ONE NEW 1/2 BATHROOM ONE LAUNDRY ROOM AT G/F: 20 LIGHTS 20 SWITCHES 20 RECEPATACLES 2 FANS 5 SMOKE DETECTORS. | YAO STAR CONSTRUCTION | R | 2075 | 007A | 1874 | 39TH AV |  |  | ISSUED | 2014-09-22
EW20140922041 | 2014-09-22 | ELEC AND LS T.I. - KITCHEN/CAFE JOB #33893 | C B F INC | C | 3736 | 183 | 505 | HOWARD ST |  | 1 | ISSUED | 2014-09-22
EW20140922702 | 2014-09-22 | 8 STATIONS FOR MODULAR PARTITIONS ONLY | SERVICE WEST | C | 3776 | 41 | 539 | BRYANT ST |  | 301 | ISSUED | 2014-09-22
EW20140922981 | 2014-09-22 | 115 STATIONS FOR MODULAR PARTITIONS ONLY | SERVICE WEST | C | 3710 | 19 | 45 | FREMONT ST |  | 14 | ISSUED | 2014-09-22
EW20140922581 | 2014-09-22 | PARTIAL KITCHEN REMODEL. | CHASOV ELECTRICAL VOICE & DATA | R | 2822B | 1 | 1 | CITYVIEW WY |  | 1 | ISSUED | 2014-09-22
E201409222941 | 2014-09-22 | 1/F & 2/F: 200AMP 60 LIGHTS 470 SWITCHES 40 RECEPTACLES 3 FANS 1 DISHWASHER 1 DISPOSAL 1 RANGE 6 SMOKE DETECTORS. | HING WAH CONSTRUCTION INC | R | 1252 | 15 | 161 | BELVEDERE ST |  |  | ISSUED | 2014-09-22
E201409222945 | 2014-09-22 | SOLAR: INSTALL 21 ROOF MOUNETD SOLAR PV MODS 255W / MOD 1 INTERACTIVE INVERTER AT 4200 POWER RATING EACH 5.355KW TOTAL RATING. | SOLARCITY CORPORATION | R | 7204 | 007B | 2974 | 21ST AV |  |  | ISSUED | 2014-09-22
EW20140922781 | 2014-09-22 | THE INSTALLATION OF 6 MODULAR WORKSTATIONS | ALLMODULAR SYSTEMS INC. | C | 3717 | 12 | 135 | MAIN ST |  | 17 | COMPLETE | 2014-09-26
EW20140922121 | 2014-09-22 | REWIRE HOUSE | PAURIC ELECTRIC | R | 2981 | 6 | 121 | GRANVILLE WY |  | 1 | ISSUED | 2014-09-22
E201409222964 | 2014-09-22 | SOLAR: INSTALL 21 ROOF MOUNTED SOLAR PVMODS 250W/MOD 1 INTERACTIVE INVERTERS AT 5000W POWER RATING EACH 5.25KW TOTAL RATING. | HELIOPWER INC. | R | 2749 | 40 | 425 | DOUGLASS ST |  |  | ISSUED | 2014-09-22
EW20140922001 | 2014-09-22 | INSTALL HIGH POWER WALL CHARGER FOR TESLA MODEL S | NIJSSEN ELECTRIC | R | 3607 | 40 | 111 | LIBERTY ST |  | 1 | ISSUED | 2014-09-22
EW20140922701 | 2014-09-22 | INSTALL (14) NEW PENDANT FIXTURES | YOUNG ELECTRIC CO | C | 3722 | 81 | 181 | 03RD ST | 0 | 1 | ISSUED | 2014-09-22
EW20140922681 | 2014-09-22 | CONNECTION TO (3) NEW HEAT PUMPS (1) DUCT DETECTOR AND (1)RELAY FOE SHUT DOWN LIFE SAFETY | YOUNG ELECTRIC CO | C | 3711 | 13 | 77 | BEALE ST |  | 32 | ISSUED | 2014-09-22
E201409222944 | 2014-09-22 | 2/F: REMODEL (E) KITCHEN: 6 LIGHTS 10 REEPTACLES 2 SWITCHES. | LEI'S CONSTRUCTION CO | R | 1878 | 4 | 1542 | 33RD AV |  |  | ISSUED | 2014-09-22
EW20140922022 | 2014-09-22 | INSTALL NEW LIGHTS AND RECEPTACLES FOR NEW LIVING SPACE ON BASEMENT LEVEL. ONE BATHROOM LIVING ROOM BEDROOM AND CLOSET. | GRANITE ELECTRIC | R | 6732 | 39 | 335 | SURREY ST |  | 1 | ISSUED | 2014-09-22
E201409222965 | 2014-09-22 | 6/F: STE 380N: INSTALL 26 WORKSTATIONS. | UNISOURSE SOLUTIONS | C | 3749 | 62 | 303 | 02ND ST |  |  | ISSUED | 2014-09-22
E201409222951 | 2014-09-22 | NEW OUTLET FOR FURNACE. 1 RECEPTACLE. | DANIEL DALY CONSTRUCTION | R | 2612 | 54 | 277 | HENRY ST |  |  | ISSUED | 2014-09-22
EW20140922601 | 2014-09-22 | RELOCATION OF EXISTING FIRE ALARM DEVICES FOR TENANT IMPROVEMENT. | SAN FRANCISCO FIRE PROTECTION | C | 64 | 14 | 660 | LOMBARD ST |  | 1 | COMPLETE | 2014-09-26
EW20140922481 | 2014-09-22 | INSTALL 5 OUTLETS AND TWO LIGHTS | K L & C ELECTRIC INC / PLS CHK ID/NOTES | R | 1836 | 015A | 1442 | 18TH AV |  | 1 | COMPLETE | 2014-10-02
E201409222940 | 2014-09-22 | 3/F & 4/F: 200AMP 40 LIGHTS 30 SWITCHES 30 RECEPTACLES 3 FANS 1 DISHWASHER 1 DISPOSAL 1 RANGE 5 SMOKE DETECTORS. | HING WAH CONSTRUCTION INC | R | 1252 | 15 | 159 | BELVEDERE ST |  |  | ISSUED | 2014-09-22
EW20140922762 | 2014-09-22 | REWIRE OF 3 X BATHROOM I X KITCHEN AND LAUNDRY ROOM ADD LIGHTING IN LIVING ROOM | J O'DRISCOLL ELECTRICAL | R | 59 | 157 | 150 | LOMBARD ST | 48 | 4 | ISSUED | 2014-09-22
E201409222953 | 2014-09-22 | 8TH FLOOR - # 817: 1 RECEPTACLE + GFCI 1 HYDRO-MASSAGE TUB 1 CIRCUIT FEEDERS NO. & SIZE: 1 - 15 AMP; INSTALLATION OF STEP IN WITH HYDROTHERAPY | BILL GILLIGAN GEN. CONTRACTOR | R | 688 | 153 | 1450 | POST ST | 817 | #817 - 8TH FLR | ISSUED | 2014-09-22
EW20140922101 | 2014-09-22 | INSTALL (6) 345W ROOF TOP FLUSH MOUNTED PV MODULES AND (1) 3KW UTILITY INTERACTIVE INVERTER. - 6 ROOF-MOUNTED SOLAR PV MODULES 345 WATTS PER MODULE 1 INTERACTIVE INVERTER TOTAL NO. OF RATING 3 KW. | LUMINALT ENERGY CORPORATION | R | 3181 | 35 | 172 | MARSTON AV |  | 1 | ISSUED | 2014-09-22
EW20140922061 | 2014-09-22 | INSTALL A NEW SUB-PANEL INSTALL NEW OUTLETS ON WALLS INSTALL NEW FLUORESCENT LIGHTING INSTALL CIRCUIT FOR BATHROOM AND FOR EMERGENCY LIGHTS | GPM ELECTRIC | R | 3595 | 24 | 2369 | MISSION ST |  | 1 | COMPLETE | 2014-09-30
EW20140922741 | 2014-09-22 | SHEETROCK OPEN AREAS THAT COVER EXISTING ELECTRICAL. | WESTWIND BUILDERS & ELECTRIC INC | R | 3621 | 31 | 893 | NOE ST | 0 | 1 | ISSUED | 2014-09-22
E201409222966 | 2014-09-22 | REMODEL (E) KITCHEN & 2 BATHROOM ADD LIGHTING AT LIVING & DINING ROOMS & HALLWAYS. | CREATIVE DESIGNS CONSTRUCTION | R | 0460A | 42 | 3615 | BUCHANAN ST | 304 |  | ISSUED | 2014-09-22
EW20140922181 | 2014-09-22 | INSTALL 1 FAN/LIGHT COMBO EXHAUST FAN INSTALL 1 GFCI 3 SWITCHES IN SECOND FLOOR BATHROOM | J L ELECTRIC | R | 5718 | 37 | 118 | HIGHLAND AV |  | 2 | ISSUED | 2014-09-22
E201409222958 | 2014-09-22 | TENANT IMPROVEMENT FOR NEW RESTAURANT. | JEBIAN CONSTRUCTION INC | C | 7255 | 1 | 1501B | SLOAT BL |  |  | ISSUED | 2014-09-22
E201409222961 | 2014-09-22 | AMEND E201409092634: INSTALL 30 CAT 5E DATA CABLES. | SAN DIEGO PAINTING AND HOME WORK | C | 3595 | 24 | 2369 | MISSION ST |  |  | ISSUED | 2014-09-22
E201409222936 | 2014-09-22 | INSTALL 3 STOP 900LBS RESIDENTIAL ELEVATOR WIRNG WITH 3 HALL STATIONS AND A 3 STOP CONTROLLER. | ACME HOME ELEVATOR INC. | R | 950 | 1 | 2759 | BRODERICK ST |  |  | ISSUED | 2014-09-22
E201409222932 | 2014-09-22 | 100 AMP OVERHEAD SERVICE. 100 AMP SERVICE #4 FEEDER. | J & J OWENS ELECTRIC INC | R | 1615 | 004A | 735 | 29TH AV |  |  | ISSUED | 2014-09-22
EW20140922461 | 2014-09-22 | INSTALL ELECTRICAL WIRING AND BOXES FOR LANDSCAPE WORK | KING ELECTRIC | R | 997 | 8 | 3340 | CLAY ST |  | 1 | COMPLETE | 2014-10-02
EW20140922641 | 2014-09-22 | NEW GARAGE TO INCLUDE SUB PANEL DOOR OPENER LIGHTS RECEPTACLES CAR CHARGER AND DECK LIGHTS/RECEPTACLE. | MAL ROGERS ELECTRIC | R | 688 | 30 | 1533 | SUTTER ST |  | 1 | ISSUED | 2014-09-22
E201409222937 | 2014-09-22 | BEDROOMS BATHROOMS KITCHEN FAMILY ROM LIVING ROOM DINING ROOM GARAGE UFER GROUND UPGRADE MAIN 100AMP 17 #14 & #12 15 CKTS 40 LIGHTS 31 SWITCHES 39 RECEPTACLES 4 FANS 1 DISHWASHER 1 MICROWAVE 8 SMOKE DETECTORS. | G L CONSTRUCTION COMPANY | R | 7247 | 40 | 36 | MEADOWBROOK DR |  |  | ISSUED | 2014-09-22
E201409222949 | 2014-09-22 | SOLAR: INSTALL 19 ROOF MOUNETD SOLAR PV MODS 255W/MOD 1 INTERACTIVE INVERTER AT 3800 POWER RATING EACH 4.45KW TOTAL RATING. ADD NEW SUBPANEL 125A. | SOLARCITY CORPORATION | R | 2134A | 4 | 2009 | 14TH AV |  |  | ISSUED | 2014-09-22
EW20140922821 | 2014-09-22 | BATHROOM REMODEL | DI LUZIO INC. | R | 587 | 21 | 2459 | PACIFIC AV | 0 | 1 | ISSUED | 2014-09-22
E201409222938 | 2014-09-22 | UPDATE ELECTRICAL #8 FEEDER 4 LIGHTS 4 SWITCHES 10 RECEPTACLES FANS SMOKE DETECTORS IN UNIT #604 | MANNY'S HANDYMAN INC. DBA: MHM CONSTR. | R | 319 | 21 | 795 | GEARY ST |  | 6/F | ISSUED | 2014-09-22
E201409222956 | 2014-09-22 | UPGRADE SERVICE 200AMP INSTALL 5 METRERS 5 SMALL PANELS 1 LIGHT 1 SWITCH 1 RECEPTACLE. | ULTRA ELECTRIC CO | R | 793 | 22 | 640 | OCTAVIA ST |  |  | ISSUED | 2014-09-22
EW20140923221 | 2014-09-23 | TENANT IMPROVEMENT INCLUDING NEW LIGHTING PLUGS AND FIRE ALARM. | DECKER ELECTRIC CO INC | C | 259 | 26 | 555 | CALIFORNIA ST | 0 | 40 | ISSUED | 2014-09-23
EW20140923541 | 2014-09-23 | GRID TIED INSTALLATION OF 15 PV MODULES WITH A SUNNYBOY SB 3000 TL INVERTER - 15 ROOF-MOUNTED SOLAR PV MODULES 255 WATTS PER MODULE 1 INTERACTIVE INVERTER TOTAL NO. OF RATING 3 KW. | MR. ROOFING INC. | R | 6162 | 20 | 901 | HAMILTON ST |  | 3 | COMPLETE | 2014-10-07
EW20140923721 | 2014-09-23 | NEW WINDOW DISPLAY LIGHTING AND PLUGS TO REPLACE EXISTING AFTER DAMAGE TO BUILDING SUSTAINED BY CAR CRASH. | JAMES I FROST | C | 3582 | 103 | 479 | CASTRO ST |  | 1 | ISSUED | 2014-09-23
EW20140923361 | 2014-09-23 | NEW LIGHTING AND RECEPTACLES FOR KITCHEN LIVING ROOM DINING ROOM SUN ROOM POWDER BATH LAUNDRY STORAGE AREA MASTER AND HALL BATH. SOME LIGHTING AND RECEPTACLES FOR UPSTAIRS BEDROOMS. SERVICE UPGRADE TO 200 AMPS UPDATE GROUNDING. | GRANITE ELECTRIC | R | 1682 | 18 | 862 | 40TH AV |  | 1 | ISSUED | 2014-09-23
EW20140923641 | 2014-09-23 | UPGRADE SERVICE 200 AMPS NEW METER/MAIN/COMBO 2 GROUND RODS NO4 GROUND WIRE BOND WATER GAS. GFI OUTLET SWITCH AND PLUG. 1 LIGHT | ELECTRICAL SYSTEMS | R | 1670 | 012E | 874 | 28TH AV |  | 1 | COMPLETE | 2014-10-02
E201409232988 | 2014-09-23 | 3RD FLOOR: 20 LIGHTS 10 SWITCHES 10 RECEPTACLES 1 200A PANEL | DELTA ELECTRIC CONSTRUCTION | C | 141 | 8 | 850 | BATTERY ST |  |  | ISSUED | 2014-09-23
E201409232987 | 2014-09-23 | 1ST FLOOR: 20 LIGHTS 10 SWITCHES 10 RECEPTACLES 1 200A PANEL | DELTA ELECTRIC CONSTRUCTION | C | 141 | 8 | 850 | BATTERY ST |  |  | ISSUED | 2014-09-23
E201409232970 | 2014-09-23 | SOLAR: INSTALL 18 ROOF MOUNTED SOLAR PV MODS 345W/MOD 1 INTERACTIVE INVERTERS 6000W POWER RATING EACH 6.0KW TOTAL RATING. | LUMINALT ENERGY CORPORATION | R | 990 | 25 | 3835 | JACKSON ST |  |  | ISSUED | 2014-09-23
EW20140923702 | 2014-09-23 | INSTALL 9 ROOF TOP PIPE & RAIL RACKED SOLAR PANELS (2.3KW) - 9 ROOF-MOUNTED SOLAR PV MODULES 255 WATTS PER MODULE 1 INTERACTIVE INVERTER TOTAL NO. OF RATING 2.3 KW. | SOLARCITY CORPORATION | R | 754 | 35 | 1412 | GOLDEN GATE AV |  | 4 | ISSUED | 2014-09-23
EW20140923642 | 2014-09-23 | INSTALL 10 ROOF TOP PIPE RACKED SOLAR PANELS (2.55KW) - 10 ROOF-MOUNTED SOLAR PV MODULES 255 WATTS PER MODULE 1 INTERACTIVE INVERTER TOTAL NO. OF RATING 2.55 KW. | SOLARCITY CORPORATION | R | 2357 | 22 | 2358 | 29TH AV |  | 2 | ISSUED | 2014-09-23
E201409233009 | 2014-09-23 | SOLAR: INSTALL 32 ROOF MOUNTED SOLAR PV MODS 250W/MOD 32 INTERACTIVE IVERTERS AT 215W POWER RATING EACH 8.KW TOTAL RATING ADD NEW 125AMP PANEL. | ALL BAY SOLAR | R | 1055 | 21 | 2909 | BUSH ST |  |  | COMPLETE | 2014-10-06
E201409232984 | 2014-09-23 | SURVEY. | IVAN ALBERTO RIVERA RIVAS | C | 314 | 9 | 226 | POWELL ST | 0 |  | ISSUED | 2014-09-23
E201409233003 | 2014-09-23 | CONVERT GARAGE TO 2 MEETING ROOMS SUBPANEL-50 AMPS 5 CIRCUITS 7 LIGHTS 5 SWITCHES 8 RECEPTACLES 2 SMOKE DETECTORS. | CAS CONSTRUCTION | C | 6309 | 123 | 785 | SUNNYDALE AV |  |  | ISSUED | 2014-09-23
E201409233000 | 2014-09-23 | NEW G/T REPLACEMENT; NO WORK DONE. | G C ELECTRIC | R | 6374 | 24 | 487 | SUNRISE WY |  |  | COMPLETE | 2014-10-02
EW20140923281 | 2014-09-23 | INSTALL AND REWIRE NEW SUB PANEL 90AMP | B V ELECTRIC | R | 775 | 38 | 1374 | MCALLISTER ST | 0 | 2 | ISSUED | 2014-09-23
E201409232989 | 2014-09-23 | ONE (E) DUPLEX RECEPACE FOR TANKLESS WATER HEATER. | IDEAL ELECTRIC | R | 4149 | 001A | 1014 | FLORIDA ST | 0 |  | ISSUED | 2014-09-23
EW20140923661 | 2014-09-23 | INSTALL 13 ROOF TOP FLUSH MOUNTED SOLAR PANELS (3.315KW) - 13 ROOF-MOUNTED SOLAR PV MODULES 255 WATTS PER MODULE 1 INTERACTIVE INVERTER TOTAL NO. OF RATING 3.315 KW. | SOLARCITY CORPORATION | R | 6034 | 27 | 1565 | BACON ST |  | 3 | ISSUED | 2014-09-23
EW20140923601 | 2014-09-23 | INSTALL 11 ROOF TOP FLUSH MOUNTED SOLAR PANELS (2.805KW) - 11 ROOF-MOUNTED SOLAR PV MODULES 255 WATTS PER MODULE 1 INTERACTIVE INVERTER TOTAL NO. OF RATING 2.805 KW. | SOLARCITY CORPORATION | R | 6502 | 13 | 69 | FOUNTAIN ST |  | 3 | ISSUED | 2014-09-23
EW20140923701 | 2014-09-23 | INSTALL 9 ROOF TOP PIPE RACKED SOLAR PANELS (2.295KW) - 9 ROOF-MOUNTED SOLAR PV MODULES 255 WATTS PER MODULE 1 INTERACTIVE INVERTER TOTAL NO. OF RATING 2.295 KW. | SOLARCITY CORPORATION | R | 6079 | 32 | 435 | MADRID ST |  | 2 | ISSUED | 2014-09-23
E201409232976 | 2014-09-23 | UNIT T2-1006: KITCHEN & BATHROOM: REPLACE 4L IGHTS 8 SWITCHES 20 RECEPATCLES 1 DISHWASHER 1 MICROWAVE 1 RANGE. | PS2 INC | R | 731 | 20 | 1510 | EDDY ST | 0 |  | ISSUED | 2014-09-23
EW20140923441 | 2014-09-23 | INSTALL DATA CABLING. 2ND FLOOR | MCCLURE ELECTRIC INC | C | 1032 | 2 | 3201 | CALIFORNIA ST |  | 2 | ISSUED | 2014-09-23
EW20140923421 | 2014-09-23 | SUPPLY AND INSTALL CABLES. | MCCLURE ELECTRIC INC | C | 164 | 11 | 470 | PACIFIC AV | 0 | 1 | COMPLETE | 2014-09-26
E201409232991 | 2014-09-23 | LIFE SAFTEY RETROFIT FOR 31 TENANT FLOORS 3 MECHANICAL FLOORS AND 3 GARAGE FLOORS. | CAPITOL ELECTRIC CONST | C | 262 | 20 | 100 | PINE ST |  |  | ISSUED | 2014-09-23
EW20140923201 | 2014-09-23 | INSTALL UFERGROUND | K C CHOW ELECTRIC CO | R | 2692 | 35 | 213 | DOUGLASS ST |  | 1 | ISSUED | 2014-09-23
E201409232999 | 2014-09-23 | UPGRADE SERVICE 400AMP 1¦0 | G C ELECTRIC | R | 2068 | 48 | 2445 | NORIEGA ST |  |  | ISSUED | 2014-09-23
EW20140923761 | 2014-09-23 | UPGRADE 200AMP SERVICE AND REMODEL WHOLE HOME. | J.D. YOUNG ELECTRICAL CO. | R | 1331 | 002B | 111 | 27TH AV |  | 1 | ISSUED | 2014-09-23
E201409232969 | 2014-09-23 | SOLAR: INSTALL 32 ROOF MOUNTED SOLAR PV MODS 270W/MOND 32 INTERACTIVE IVERTERS AT 250W POWER RATING EACH 8.0KW TOTAL RATING. | LUMINALT ENERGY CORPORATION | R | 2708 | 16 | 150 | SAINT GERMAIN AV |  |  | ISSUED | 2014-09-23
EW20140923681 | 2014-09-23 | INSTALL 12 ROOF TOP PIPE RACKED SOLAR PANELS (3.06KW) - 12 ROOF-MOUNTED SOLAR PV MODULES 255 WATTS PER MODULE 1 INTERACTIVE INVERTER TOTAL NO. OF RATING 3.06 KW. | SOLARCITY CORPORATION | R | 0441A | 18 | 3606 | SCOTT ST | 0 | 2 | ISSUED | 2014-09-23
EW20140923621 | 2014-09-23 | INSTALL 12 ROOF TOP FLUSH MOUNTED SOLAR PANELS (3.06KW) - 12 ROOF-MOUNTED SOLAR PV MODULES 255 WATTS PER MODULE 1 INTERACTIVE INVERTER TOTAL NO. OF RATING 3.06 KW. | SOLARCITY CORPORATION | R | 2901A | 30 | 100 | OSHAUGHNESSY BL |  | 2 | ISSUED | 2014-09-23
EW20140923341 | 2014-09-23 | ADD SUB PANEL 100A SUB PANEL | RONAN MC CONNELL ELECTRIC | R | 5678 | 11 | 129A | ELLERT ST |  | 1 | ISSUED | 2014-09-23
E201409232979 | 2014-09-23 | WORK IN UNIT #21: KITCHEN AND BATH REMODEL: 3 LIGHTS 3 SWITCHES 3 RECEPTACLES 1 FAN. 3 NEW CIRCUITS 3 NEW GFCI | INTERSTATE RESTORATION CALIFORNIA LP | R | 243 | 56 | 840 | CALIFORNIA ST |  |  | ISSUED | 2014-09-23
E201409232977 | 2014-09-23 | WORK IN UNIT #22: KITCHEN AND BATHROOM: 3 LIGHTS 3 SWITCHES 3 RECEPTACLES 1 FAN 3 NEW CIRCUITS 3 NEW GFCI | INTERSTATE RESTORATION CALIFORNIA LP | R | 243 | 56 | 840 | CALIFORNIA ST |  |  | ISSUED | 2014-09-23
E201409232994 | 2014-09-23 | UNIT F3-319: 4 LIGHTS 8 SWITCHES 20 RECEPTACLES 1 DISHWASHER. | PS2 INC | R | 750 | 19 | 1535 | EDDY ST |  |  | ISSUED | 2014-09-23
E201409232983 | 2014-09-23 | KITCHEN: 1 RECEPTACLE. | FORTITUDE CONSTRUCTION INC. | R | 6203 | 14 | 442 | CAMPBELL AV |  |  | COMPLETE | 2014-10-07
EW20140923581 | 2014-09-23 | 9 STATIONS FOR MODULAR PARTITIONS ONLY | SERVICE WEST | C | 208 | 26 | 601 | MONTGOMERY ST |  | 100 | ISSUED | 2014-09-23
EW20140923481 | 2014-09-23 | NEW SUB PANEL TEMPORARY SERVICE RELOCATE SERVICE NEW BATHS KITCHENS BEDROOMS LIVING AREAS. ALL FLOORS | WELLS ELECTRICAL INC | R | 2628 | 70 | 23 | CLIFFORD TR |  | 1 | ISSUED | 2014-09-23
EW20140923561 | 2014-09-23 | INSTALL NEW UFUR GROUND | L & L ELECTRIC | R | 1633 | 7 | 625 | 11TH AV |  | 1 | ISSUED | 2014-09-23
EW20140923321 | 2014-09-23 | INSTALLATION OF A MANUAL AND AUTOMATIC FIRE ALARM SYSTEM INCLUDING; FIRE ALARM CONTROL UNIT PULL STATION SMOKE ABOVE FACP MONITOR MODULES AND NOTIFICATION DEVICES SPACED PER CODE. | CRIME WATCH SECURITY SYSTEMS INC | R | 5615 | 50 | 3215 | MISSION ST | 0 | 1 | ISSUED | 2014-09-23
E201409232968 | 2014-09-23 | SOLAR: INSTALL 16 ROOF MOUNTED SOLAR PV MODS 345W/MOND 1 INTERACTIVE IVERTERS AT 5000W POWER RATING EACH 5.0KW TOTAL RATING. | LUMINALT ENERGY CORPORATION | R | 2082 | 48 | 1818 | 46TH AV |  |  | ISSUED | 2014-09-23
E201409232973 | 2014-09-23 | TO COMPLY WITH PHYSICAL INSPECTION REPORT CC-7771. | BARNUM BUILDNG AND DESIGN | R | 2619 | 87 | 48 | ORD CT |  |  | COMPLETE | 2014-10-08
EW20140923521 | 2014-09-23 | SPEAKER CABLING DATA VOICE CABLING ACCESS ENTRY SYSTEM CCTV SYSTEM | METRO EIGHTEEN INC | R | 1326 | 19 | 535 | EL CAMINO DEL MAR * |  | 0 | ISSUED | 2014-09-23
E201409232974 | 2014-09-23 | UNIT S3-413: BATHROOM & KITCHEN: 4 LIGHTS 8 SWITCHES 20 RECEPTACLES. | PS2 INC | R | 750 | 19 | 1535 | EDDY ST |  |  | COMPLETE | 2014-10-06
E201409233007 | 2014-09-23 | ADD 2 BEDROOM ONE LAY ROOM AND 2 BATHROOMS AT G/F. ON 2/F: ONE MASTER BEDROOM ONE FULL BATHROOM 200AMP SERVICE 10 LIGHTS 10 CKTS 10 SWITCHES 20 RECEPTACLES 3 FANS 6 SMOKE DETECTORS. | T & W CONSTRUCTION CO INC | R | 2367 | 007A | 2359 | 38TH AV |  |  | ISSUED | 2014-09-23
EW20140923262 | 2014-09-23 | (25) RECEPTACLES (11) TELE/DATA OUTLETS - RING AND STRING ONLY. LOW VOLTAGE WORK EXCLUDED (2) LIFE SAFETY DEVICES. (35) NEW LIGHTS WITH COMPLIANT 2014 TITLE 24 CONTROL DEVICES . | DECKER ELECTRIC CO INC | C | 3940 | 4 | 499 | ILLINOIS ST |  | 2 | ISSUED | 2014-09-23
EW20140923261 | 2014-09-23 | 200AMP SERVICE WITH 4 METER SOCKET. 3 UNIT BUILDING. ALL LIGHTS OUTLETS S/D 4 SUB PANEL. POWER FOR D/W D/P HOOD FANS BATHROOM FANS | LAI'S E & H ELECTRIC INC. | R | 3533 | 165 | 85 | BROSNAN ST | 0 | 4 | ISSUED | 2014-09-23
EW20140923744 | 2014-09-23 | INSTALL 15 AMP CIRCUIT 4 WINDOW CONTROLLERS 4) 24 VOLT WINDOW MOTORS | E A ELECTRIC | R | 1499 | 24 | 542 | 46TH AV |  | 3 | COMPLETE | 2014-09-30
E201409233002 | 2014-09-23 | TO COMPLY WITH PHYSICAL INSPECTION REPORT CC-7834. | S & W ELECTRIC INC. | R | 1256 | 3 | 1 | CENTRAL AV |  |  | ISSUED | 2014-09-23
EW20140923381 | 2014-09-23 | FLAT REMODEL | ANN ENEA | R | 3563 | 17 | 3946 | 17TH ST |  | 2 | ISSUED | 2014-09-23
E201409232971 | 2014-09-23 | KITCHEN REMNODEL: 30 LED LIGHTS 8 SWITCHES 16 RECEPTACLES. | Z M GENERAL CONTRACTOR INC | R | 3074 | 7 | 70 | SAN BUENAVENTURA WY |  |  | ISSUED | 2014-09-23
E201409233008 | 2014-09-23 | KITCHEN RMEODEL & LIVING ROOM DINING ROOM ENTRY LIGHTING UPGRADES 22 LIGHTS 9 SWITCHES 22 RECEPTACLES 1 RANGE 1 DISSPOSAL. | KEENE BUILDERS PLUMBERS INC | R | 1538 | 28 | 426 | 07TH AV |  |  | ISSUED | 2014-09-23
E201409232985 | 2014-09-23 | INSTALL NEW ELECTRICAL FOR NEW BATHROOM AT 4TH FLOOR (PENTHOUSE) BR. (1) NEW 20A CIRCUIT DEDICATED TO NEW BATH ONLY. 2 LIGHTS 2 SWITCHES 1 RECEPTACLE 1 FAN. | M C CONSTRUCTION | R | 1564 | 5 | 531 | 21ST AV |  | 4TH FLOOR | ISSUED | 2014-09-23
E201409232995 | 2014-09-23 | UNIT F3-412: 4 LIGHTS 8 SWITCHES 20 RECEPTACLES 1 DISHWASHER. | PS2 INC | R | 750 | 19 | 1535 | EDDY ST |  |  | ISSUED | 2014-09-23
E201409232998 | 2014-09-23 | UNIT T3-1205: 4 LIGHT 8 SWITCHES 20 RECEPTACLES 1 DISHWASHER 1 DISPOSAL 1MICROWAVE 1 RANGE. | PS2 INC | R | 750 | 19 | 1420 | TURK ST |  |  | ISSUED | 2014-09-23
E201409232996 | 2014-09-23 | UNIT T3-408: 4 LIGHT 8 SWITCHES 20 RECEPTACLES 1 DISHWASHER 1 DISPOSAL 1MICROWAVE 1 RANGE. | PS2 INC | R | 750 | 19 | 1420 | TURK ST |  |  | ISSUED | 2014-09-23
E201409232975 | 2014-09-23 | UNIT F1-407: BATHROOM & KITCHEN: REPLACE 4 LIGHTS 8 SWITCHES 20 RECEPTACLES 1 DISHWASHER 1 DISPOSAL 1MICROWAVE 1 RANGE. | PS2 INC | R | 726 | 24 | 1425 | FILLMORE ST |  |  | ISSUED | 2014-09-23
E201409232980 | 2014-09-23 | GARAGE B ATHROOM CLOSET: 12 LIGHTS 3 SWITCHES 6 RECEPTACLES 1 FAN 3 CKTS. | SONHEI CONSTRUCTION ENGINEERING INC | R | 1036 | 11 | 571 | SPRUCE ST |  |  | ISSUED | 2014-09-23
EW20140923241 | 2014-09-23 | TENANT IMPROVEMENT INCLUDING NEW LIGHTING PLUGS AND FIRE ALARM. | DECKER ELECTRIC CO INC | C | 3794 | 10 | 123 | TOWNSEND ST |  | 1 | ISSUED | 2014-09-23
EW20140923382 | 2014-09-23 | REPLACEMENT OF EXISTING FEDERAL PACIFIC CIRCUIT BREAKER PANEL WITH NEW PANEL. NEW CIRCUIT FOR FURNACE. | IKE'S ELECTRIC | R | 6735 | 18 | 62 | MARTHA AV |  | 1 | COMPLETE | 2014-10-07
EW20140923401 | 2014-09-23 | 313 STATIONS FOR MODULAR PARTITIONS ONLY | SERVICE WEST | C | 8721 | 10 | 500 | TERRY A. FRANCOIS BL |  | 3 | COMPLETE | 2014-09-25
EW20140923501 | 2014-09-23 | RESIDENTIAL 2 INSPECTIONS UNDER 20 OPENINGS WIRE KITCHEN AND BATHROOM | WELLS ELECTRICAL INC | R | 0298C | 51 | 666 | POST ST | 1504 | 1 | ISSUED | 2014-09-23
E201409232990 | 2014-09-23 | REWIRE ENTIRE UNIT INSTALL NEW SUBPANEL. | VALUE ELECTRICAL CONSTRUCTION | R | 1648 | 024A | 786 | 06TH AV |  |  | ISSUED | 2014-09-23
EW20140923743 | 2014-09-23 | WIRE NEW BATHROOM AND BEDROOMS. UPGRADE ELECTRICAL SERVICE TO 150AMP. | BRENDAN MOLONY ELECTRIC | R | 3052 | 16 | 301 | HAZELWOOD AV |  | 1 | ISSUED | 2014-09-23
E201409233005 | 2014-09-23 | 1/F: ADA BATHROOM AND CONFERENCE ROOM: 8 LIGHTS 3 SWITCHES 10 RECEPTACLES 6 FANS. | ELISHA MAYOST | C | 1076 | 001A | 1649 | DIVISADERO ST |  |  | ISSUED | 2014-09-23
EW20140923742 | 2014-09-23 | USE A EXISTING CIRCUIT TO CONNECT TO NEW DOOR OPENER. | JAMES' ELECTRIC COMPANY | C | 2347 | 20 | 2366 | 19TH AV |  | 1 | COMPLETE | 2014-09-25
E201409232997 | 2014-09-23 | UNIT T3-1112: 4 LIGHT 8 SWITCHES 20 RECEPTACLES 1 DISHWASHER 1 DISPOSAL 1MICROWAVE 1 RANGE. | PS2 INC | R | 750 | 19 | 1420 | TURK ST |  |  | ISSUED | 2014-09-23
EW20140923741 | 2014-09-23 | BEDROOM REWIRE | MAHON ELECTRIC | R | 0445A | 45 | 3636 | WEBSTER ST |  | 1 | ISSUED | 2014-09-23
E201409233004 | 2014-09-23 | 3/F: NEW 60AMP SUBPANEL #6 ¦ 3 9 CKTS 6 LIGHTS 6 SWITCHES 18 RECEPTACLES. | PETRE T GUEORGUIEV ELECTRIC***SEE NOTES | R | 4210 | 13 | 1196 | HAMPSHIRE ST |  |  | ISSUED | 2014-09-23
E201409232978 | 2014-09-23 | UNIT M2-701: KITCHEN & BATHROOM: REPLACE 4 LIGHTS 8 SWITCHES 20 RECEPTACLES. | PS2 INC | R | 726 | 22 | 1410 | STEINER ST | 0 |  | ISSUED | 2014-09-23
EW20140923461 | 2014-09-23 | INSTALL DATA CABLE. 1ST AND 2ND FLOOR | MCCLURE ELECTRIC INC | C | 5281 | 3 | 901 | RANKIN ST |  | 1 | ISSUED | 2014-09-23
E201409232972 | 2014-09-23 | ROOF - MODIFICATION TO (E) ABANDONED NEXTEL CELL SITE BEING TAKEN OVER BY T-MOBILE; 1 LIGHT 1 SWITCHES 1 RECEPTACLE 3 CIRCUITS 6102 CABINET | PARK PLACE CONTRACTORS | R | 4213 | 1 | 2500 | 24TH ST |  |  | ISSUED | 2014-09-23
E201409233006 | 2014-09-23 | 2/F: KITCHEN DINING ROOM & FAMILY ROOM; 60 AMP SUBPANEL 6 CIRCUITS 20 LIGHTS 7 SWITCHES 10 RECEPTACLES 1 DISHWASHER 1 MICROWAVE 1 GARBAGE DISPOSL 1 RANGE 1 SMOKE DETECTOR | CAS CONSTRUCTION | R | 5556 | 27 | 190 | BREWSTER ST |  | 2 | ISSUED | 2014-09-23
E201409233001 | 2014-09-23 | UFER GROUND. | S & W ELECTRIC INC. | R | 2609 | 60 | 75 | BUENA VISTA TR | 0 |  | ISSUED | 2014-09-23
E201409232986 | 2014-09-23 | 2ND FLOOR: 20 LIGHTS 10 SWITCHES 10 RECEPTACLES 200A PANEL | DELTA ELECTRIC CONSTRUCTION | C | 141 | 8 | 850 | BATTERY ST |  |  | ISSUED | 2014-09-23
EW20140923301 | 2014-09-23 | MODULAR OFFICE FURNITURE INSTALLATION OF (9) WORK STATIONS. | ADVANCED INSTALLATION SERVICES INC | C | 289 | 3 | 1 | SANSOME ST |  | 28 | ISSUED | 2014-09-23
E201409232967 | 2014-09-23 | 1 BATHROOM: REDWIRE 1 FURNACE 1 WATER HEATER. 4 LIGHTS 4 SWITCHES 4 RECEPTACLES. AND 1 FAN. | TORRES ELECTRIC | R | 7013 | 001B | 715 | GRAFTON AV |  |  | ISSUED | 2014-09-23
E201409232982 | 2014-09-23 | UNIT #8: KITCHEN REMODEL: COUNTER OUTLETS DISHWASHER REFRIDGERATOR STOVE OUTLET. | WEST COAST PROPERTY MGNT CO | R | 1007 | 18 | 332 | PRESIDIO AV |  |  | ISSUED | 2014-09-23
E201409233010 | 2014-09-23 | ADD WINE CELLAR LAUNDRY ROOM & WET BAR: 3 LIGHTS 3 SWITCVHES 4 RECEPTACLES. | E - 5 CONSTRUCTION INC | R | 4159 | 29 | 1164 | DE HARO ST |  |  | ISSUED | 2014-09-23
E201409232981 | 2014-09-23 | SOLAR: 25 ROOF MOUNTED SOLAR PV MODS 275W/MOD 2 INTERACTIVE IVNERTERS 2000 AND 5000 POWER RATING EACH 7.0KW TOTAL RATING. | SWANROCK INC. DBA: SKYTECH SOLAR | R | 1250 | 12 | 132 | BEULAH ST |  |  | ISSUED | 2014-09-23
E201409232993 | 2014-09-23 | UNIT T1-408: 4 LIGHTS 8 SWITCHES 2 RECEPTACLES 1 DISHWASHER 1 DISPOSAL 1 MICROWAVE 1 RANGE. | PS2 INC | R | 726 | 36 | 1475 | FILLMORE ST | 0 |  | ISSUED | 2014-09-23
E201409232992 | 2014-09-23 | STE 940: INSTALL 30 CAT 5E DATA CABLE L/V DROPS. | TELECOM NETWORKING SYSTEMS INC | C | 208 | 28 | 655 | MONTGOMERY ST | 0 | 9 | ISSUED | 2014-09-23
EW20140924381 | 2014-09-24 | INSPECTION FOR BASEMENT AND STORAGE WIRING | ASTORGA CONST COMPANY | R | 3597 | 55 | 128 | LINDA ST | 0 | 1 | ISSUED | 2014-09-24
E201409243034 | 2014-09-24 | G/F: INSTALL L/V WIRING INCLUDING DATA WIRE PHONES LINES SPEAKER WIRES. | W. WONG CONSTRUCTION | C | 208 | 24 | 750 | KEARNY ST | 0 |  | ISSUED | 2014-09-24
EW20140924802 | 2014-09-24 | KITCHEN AND BATH REMODEL. INSTALL LED FIXTURES GFCI PROTECTED PLUG MOLD AND RECEPTACLES FOR KITCHEN APPLIANCES. | ATHENA ELECTRICAL CONST | R | 1186 | 33 | 609 | CENTRAL AV |  | 2 | ISSUED | 2014-09-24
EW20140924021 | 2014-09-24 | 1 SANSOME STREET-12TH FLOOR-10 001-30 000 SQ FT-JOB NUMBER 01-134793-CONTACT MARK YATES 415-559-4160 | W. BRADLEY ELECTRIC | C | 289 | 3 | 1 | SANSOME ST |  | 12 | ISSUED | 2014-09-24
EW20140924961 | 2014-09-24 | 1 SANSOME STREET-9TH FLOOR-2501-5000 SQ FT-JOB NUMBER 01-134793-CONTACT MARK YATES 415-559-4160 | W. BRADLEY ELECTRIC | C | 289 | 3 | 1 | SANSOME ST |  | 9 | ISSUED | 2014-09-24
EW20140924081 | 2014-09-24 | KITCHEN DINING AND BATHROOM REMODEL | WELLS ELECTRICAL INC | R | 98 | 14 | 1083 | FILBERT ST |  | 3 | ISSUED | 2014-09-24
EW20140924841 | 2014-09-24 | INSTALL 1 - 50 AMP OUTLET FOR CAR CHARGER | K S ELECTRIC | R | 0567C | 9 | 1960 | BROADWAY * | 10 | 1 | COMPLETE | 2014-10-06
EW20140924921 | 2014-09-24 | REWIRING RESIDENTIAL UNIT INCLUDING KITCHEN BATHROOM 2 BEDROOMS LIVING ROOM DINING ROOM AND HALLWAY | CANNING ELECTRIC INC | R | 1158 | 1 | 1903 | GOLDEN GATE AV |  | 1 | ISSUED | 2014-09-24
E201409243026 | 2014-09-24 | 2 BATHROOM AND HALLWAY LIGHTS PANEL UPGRADE DEMO CURRENT ELECTRICAL AND UPGRADE AS NEEDED. 3 CIRCUITS (21-40 OPENINGS). | BOTELHO ELECTRIC | R | 2656 | 60 | 143 | CORBETT AV |  | 1ST FLOOR | ISSUED | 2014-09-24
E201409243013 | 2014-09-24 | REMOVE (E) ROOMS ON GROUND FLOOR ADD FULL BATHROOM RELOCATE (E) EXIT DOOR TO REAR YARD; 5 LIGHTS 5 SWITCHES 20 RECEPTACLES 1 FAN 1 SMOKE DETECTOR | J P E CONSTRUCTION | R | 2184 | 40 | 2106 | 34TH AV |  |  | ISSUED | 2014-09-24
E201409243058 | 2014-09-24 | WIRE NEW BATHROOM. | R G M BUILDERS | C | 2802 | 9 | 4300 | 23RD ST | 0 |  | ISSUED | 2014-09-24
EW20140924141 | 2014-09-24 | WIRING FOR DOWNSTAIRS BATH AND FAMILY ROOM AS WELL AS NEW STAIRWAY TO MAIN FLOOR. | GREEN ELECTRIC | R | 7555 | 11 | 378 | SUSSEX ST |  | 1 | ISSUED | 2014-09-24
E201409243018 | 2014-09-24 | 1ST 2ND & 3RD FLOOR: 45 LIGHTS 14 SWITCHES 32 RECEPTACLES 3 FANS 1 DISHWASHER 1 GARBAGE DISPOSAL 1 MICROWAVE 1 RANG 5 SMOKE DETECTORS; SERVICES NO. & SIZE: ONE 100 AMP; FEEDERS NO. & SIZE: SINGLE PHASE # 2; REWIRE ALL 3 FLOORS; RELOCATE THE ELECTRIC METER | P C I CONSTRUCTION INC | R | 3008 | 5 | 451 | MOLIMO DR |  | 1ST. 2MD AMD 3RD FLOOR | ISSUED | 2014-09-24
E201409243037 | 2014-09-24 | 1ST FLR: RESIDENTIAL TENANT IN COMMON 2 LIGHTS 5 SWITCHES NEW RECEPTACLES 1 DISHWASHER 1 GARBAGE DISPOSAL 1 MICROWAVE 1 RANGE 2 SMOKE DETECTORS NEW RECEPTACLE FOR FUTURE WASHER NEW 240V FOR FUTURE DRYER. | LEMA CONSTRUCTION | R | 6665 | 024B | 194 | LAIDLEY ST |  | 1 | ISSUED | 2014-09-24
EW20140924521 | 2014-09-24 | TO COMPLY WITH PHYSICAL INSPECTION REPORT #CC- 7774 (ELECTRICAL REPORT) | IKE'S ELECTRIC | R | 1750 | 16 | 1280 | 02ND AV |  | 1 | ISSUED | 2014-09-24
EW20140924823 | 2014-09-24 | REPLACE THE TWO DISCONNECT SWITCHES FOR THE ELEVATORS IN THE ELEVATOR MACHINE ROOM. INSTALL SEPARATE CIRCUITS AND DISCONNECT SWITCHES FOR THE CAB LIGHTS. INSTALL A PLUG&CIRCUIT AND NEW LIGHTING IN THE MACHINE ROOM. INSTALL NEW CIRCUIT BREAKER PANEL AND 70AMP FEEDER ON THE 7TH FLOOR. INSTALL 2 LIGHTS 2 SWITCHES AND 2 PLUGS IN THE ELEVATOR PITS. | CENTURY ELECTRIC CONST | R | 568 | 12 | 1890 | BROADWAY * |  | 1 | ISSUED | 2014-09-24
EW20140924822 | 2014-09-24 | REPLACING THE EXISTING FIRE ALARM SYSTEM TO ACCOMMODATE THE NEW ELEVATOR RECALL SYSTEM REQUIRED BECAUSE OF THE ELEVATOR CAB UPGRADE. | CENTURY ELECTRIC CONST | R | 568 | 12 | 1890 | BROADWAY * |  | 1 | ISSUED | 2014-09-24
E201409243011 | 2014-09-24 | UNIT 28F: INSTALL RECESSED LIGHTING UNDERCOUNTER LIGHTING REPLACE FANS REPLACE SCONCES INSTALL 3 UNDERCOUNTER PLUG STRPS A FEW SWITCHES AND A FEW PLUGS: 56 LIGHTS 15 SWITCHES 7 RECEPTACLES 3 FAN. | CROWN ELECTRIC | R | 3722 | 300 | 188 | MINNA ST | 28 |  | ISSUED | 2014-09-24
E201409243044 | 2014-09-24 | SOLAR: INSTALL 20 ROOF MOUNTED SOLAR PV MODS 335W/MOD 1 INTERACTIVE INVERTER AT 6KW POWER RATING EACH 6.0KW TOTAL RATING. | OCCIDENTAL POWER | R | 7537 | 76 | 65 | ZIRCON PL |  |  | ISSUED | 2014-09-24
EW20140924441 | 2014-09-24 | ELECTRICAL FOR NEW UPSTAIRS BATHROOM. LIGHT FAN 2 RECESSED LED CANS ONE WALL LIGHT GFI PLUG | T C ELECTRIC INC | R | 2933 | 1 | 71 | GARCIA AV |  | 2 | ISSUED | 2014-09-24
E201409243036 | 2014-09-24 | BATHROOM REMODEL. | HAUER CONSTRUCTION & MAINTENANCE | R | 4149 | 001A | 1014 | FLORIDA ST | 0 |  | ISSUED | 2014-09-24
E201409243046 | 2014-09-24 | INSTALLATION OF FIRE ALARM SYSTEM; ALL FLOORS INCLUDING COMMON AREAS. | FOX SECURITY AND COMMUNICATIONS INC. | R | 2616 | 37 | 1500 | MASONIC AV |  |  | ISSUED | 2014-09-24
E201409243038 | 2014-09-24 | REMODEL BATHROOM ON 2ND FL 3 LIGHTS 1 OUTLET 1 FAN. | CHT PROPERTIES DEVELOPMENT | R | 1682 | 001H | 830 | 40TH AV |  | 2/F | ISSUED | 2014-09-24
E201409243027 | 2014-09-24 | REPLACE CEILING RECESSED LIGHTS TO LED RECESSED LIGHTS. 20 LIGHTS 2 SWITCHES. | DESIGN MAX CONSTRUCTION | R | 1437 | 21 | 4142 | GEARY BL |  | 1/F | ISSUED | 2014-09-24
EW20140924041 | 2014-09-24 | INSTALLATION OF FIRE SPRINKLER MONITORING SYSTEM - 1 PANEL 5 DEVICES | BAY ALARM COMPANY | C | 4231 | 5 | 2797 | 03RD ST |  | 1 | ISSUED | 2014-09-24
E201409243022 | 2014-09-24 | NEW 200AMP PANEL & ELECTRICAL CONNECTIONS TO EQUPMENT RACKS (7 TOTAL). 1`7 CKTS 4 LIGHTS 2 SWITCHES 4 RECEPTACLES 2-A/C UNITS 7 EQUIPMENT RACKS. | TDN ELECTRIC INC | C | 7308 | 1 | 310 | ARBALLO DR |  | BASEMENT | ISSUED | 2014-09-24
EW20140924781 | 2014-09-24 | REDO ELECTRICAL WIRING REGARDING COMPLAINT CASE ON UNAPPROVED WIRING | DW & JY CONSTRUCTION | R | 6021 | 18 | 735 | BRAZIL AV |  | 1 | COMPLETE | 2014-10-10
E201409243051 | 2014-09-24 | SOLAR: INSTALL 6 ROOF MOUNTE SOLAR PV MODS 250W/MOD 1.50KW TOTAL RATING. | SUNPOWER CORPORATION SYSTEMS | R | 7331 | 89 | 309 | SUMMIT WY |  |  | ISSUED | 2014-09-24
E201409243031 | 2014-09-24 | NEW ELECTRICAL METER AND SUB PANEL 7 EXTERIOR LED LIGHTS 1 CIRCUIT 100 AMP SERVICE | KAT CONSTRUCTION | R | 5411 | 40 | 49 | LUCY ST |  | 1ST FLOOR | ISSUED | 2014-09-24
EW20140924241 | 2014-09-24 | SOLAR INSTALLATION - 15 ROOF-MOUNTED SOLAR PV MODULES 255 WATTS PER MODULE 15 INTERACTIVE INVERTER TOTAL NO. OF RATING 3.8 KW. | CA SUNRISE CONSTRUCTION SOLUTION INC | R | 6355 | 5 | 811 | ATHENS ST |  | 6355 | COMPLETE | 2014-09-29
E201409243014 | 2014-09-24 | INSTALL NEW MAIN CIRCUIT BREAKER BOX |  | R | 2645 | 1 | 101 | SATURN ST |  |  | ISSUED | 2014-09-24
EW20140924221 | 2014-09-24 | F & I (4) HORN STROBES. JOB #25912 | C B F INC | C | 235 | 9 | 20 | CALIFORNIA ST |  | 3 | ISSUED | 2014-09-24
E201409243030 | 2014-09-24 | 10 LIGHTS 10 SWITCHES 20 RECEPTACLES 1 FAN. | SURE INC. | R | 284 | 25 | 640 | MASON ST |  | BASEMENT | ISSUED | 2014-09-24
E201409243012 | 2014-09-24 | WITNESS TEST FOR BA201409247128. | INTELLIGENT TECHNOLOGIES | C | 759 | 1 | 1011 | TURK ST |  | FIRST | ISSUED | 2014-09-24
EW20140924901 | 2014-09-24 | 8 STATIONS FOR MODULAR PARTITIONS ONLY | SERVICE WEST | C | 3789 | 7 | 625 | 02ND ST |  | 1 | ISSUED | 2014-09-24
E201409243024 | 2014-09-24 | INSTALLATION OF 110 LIGHT FIXTURES 14 SWITCHES 44 RECEPTACLES RELOCATE 3 EXISTING 200AMP PANELBOARDS. 4- 3¦0 CU AND 1 THHN CU 6 CKTS 2 FANS 1 DISHWSHER 1 DISPOSAL 1 MICROWAVE. INSTALL 3 INTERIOR SIGNS INSTALL 3 EXTERIOR SIGNS; HOOK-UP MECHANICAL A/C UNITS ANF FANS INSTALLATION OF THE FIRE ALARM SYSTEM. | CUADRA CONSTR. DBA: LIBRA ELECTRIC | C | 541 | 18 | 2055 | UNION ST |  |  | ISSUED | 2014-09-24
E201409243029 | 2014-09-24 | KITCHEN REMODEL MASTER BATH REMODEL REWIRE FOR INSTALLATION OF FOUR POCKET DOORS. 25 LIGHTS 5 SWITCHES 10 RECEPTACLES. | THE CIRCUIT DOCTOR | R | 841 | 47 | 431 | BUCHANAN ST |  |  | ISSUED | 2014-09-24
EW20140924321 | 2014-09-24 | RE-INSTALLATION OF A SOLAR PV SYSTEM. - 6 ROOF-MOUNTED SOLAR PV MODULES 216 WATTS PER MODULE 6 INTERACTIVE INVERTER TOTAL NO. OF RATING 1.3 KW. | SWANROCK INC. DBA: SKYTECH SOLAR | R | 5660 | 7 | 3734 | FOLSOM ST |  | 0 | ISSUED | 2014-09-24
E201409243043 | 2014-09-24 | INSTALL NEW SUBPANEL NEW KITCHEN 2 NEW BATHROOM'S: 14 LIGHTS 12 SWITCHES 12 RECEPTACLES 2 FANS 1 DISHWASHER 1 DISPOSAL 1MICROWAVE 1 RANGE. | A R D MAC ELECTRIC | R | 552 | 31 | 2514 | GOUGH ST |  |  | ISSUED | 2014-09-24
EW20140924461 | 2014-09-24 | 1 - 30 AMP BREAKER; CEI WO# 220810 MA | CUPERTINO ELECTRIC INC. | C | 3709 | 14 | 425 | MARKET ST |  | 11 | ISSUED | 2014-09-24
EW20140924401 | 2014-09-24 | FURNISH AND INSTALL (1) 112.5KVA TRANSFORMER & (2) EMON DMON METERS. JOB #33910 | C B F INC | C | 3735 | 46 | 55 | HAWTHORNE ST |  | 9 | ISSUED | 2014-09-24
EW20140924881 | 2014-09-24 | WORK TO INCLUDE PROVIDING AND INSTALLING ON/OFF SWITCH ABOVE CEILING FROM CIRCUIT #5 IN EXISTING PANEL BOARD | SPRIG ELECTRIC | C | 3705 | 42 | 865 | MARKET ST |  | 2 | ISSUED | 2014-09-24
EW20140924061 | 2014-09-24 | KITCHEN BATHROOM AND LAUNDRY REMODEL | WELLS ELECTRICAL INC | R | 98 | 14 | 1079 | FILBERT ST |  | 2 | ISSUED | 2014-09-24
E201409243021 | 2014-09-24 | STE 400: INSTALLATION OF VOICE & DATA L/V CABLES. | EVERGREEN COMMUNICATIONS | C | 146 | 6 | 644 | BROADWAY * |  |  | ISSUED | 2014-09-24
E201409243042 | 2014-09-24 | 1 SUBPANEL NEW WIRING THROUGH OUT. 100 AMP SERVICE 20 CIRCUITS 30 LIGHTS 20 SWITCHES 40 RECEPTALCES 4 FANS 1 DISHWASHER 1 GARBAGED DISPOSAL 1 MICROWAVE AND 6 SMOKE DETECTORS. | CHT PROPERTIES DEVELOPMENT | R | 4107 | 002F | 911 | MINNESOTA ST |  | 1/F & 2/F | ISSUED | 2014-09-24
E201409243054 | 2014-09-24 | SOLAR: INSTALL 6 ROOF MOUNTE SOLAR PV MODS 250W/MOD 1.50KW TOTAL RATING. | SUNPOWER CORPORATION SYSTEMS | R | 7331 | 26 | 86 | SUMMIT WY |  |  | ISSUED | 2014-09-24
E201409243049 | 2014-09-24 | SOLAR: INSTALL 6 ROOF MOUNTE SOLAR PV MODS 250W/MOD 1.50KW TOTAL RATING. | SUNPOWER CORPORATION SYSTEMS | R | 7331 | 26 | 88 | SUMMIT WY |  |  | ISSUED | 2014-09-24
EW20140924161 | 2014-09-24 | INSTALL (74) DATA CABLES | MCMILLAN DATA COMMUNICATIONS | C | 230 | 28 | 1 | EMBARCADERO CENTER * |  | 1040 | ISSUED | 2014-09-24
EW20140924301 | 2014-09-24 | ADDITION OF A DEMISING WALL IS CAUSING SOME REWIRING OF EXISTING EQUIPMENT. | DECKER ELECTRIC CO INC | C | 309 | 11 | 200 | STOCKTON ST |  | 1 | COMPLETE | 2014-10-01
E201409243015 | 2014-09-24 | 2 LIGHTS 1 SWITCH 1 RECEPTACLE. | BRITANNIA CONSTRUCTION INC. | R | 6352 | 004A | 856 | NAPLES ST |  |  | ISSUED | 2014-09-24
EW20140924821 | 2014-09-24 | UPGRADE THE ENTIRE APARTMENT INCLUDING 1 LIGHT 2 SWITCHES 15 PLUGS 2 SMOKE DETECTORS AND 12 CIRCUITS. AND A KITCHEN REMODEL. | CENTURY ELECTRIC CONST | R | 319 | 025A | 735 | GEARY ST |  | 1 | ISSUED | 2014-09-24
EW20140924261 | 2014-09-24 | NEW ELECTRICAL FOR KITCHEN EXTERIOR DECK LIGHTS AND RECEPTACLE. | GRANITE ELECTRIC | R | 3582 | 19 | 4020 | 18TH ST |  | 1 | ISSUED | 2014-09-24
EW20140924121 | 2014-09-24 | 1077-1083 FILBERT NEW 200 AMP 5 METER 240V 1 PHASE SERVICE UPGRADE 5 PANELS | WELLS ELECTRICAL INC | R | 98 | 14 | 1083 | FILBERT ST |  | 1 | ISSUED | 2014-09-24
E201409243039 | 2014-09-24 | TO PAY PENALTY FEES AND INSTALL LIGHTS PLUGS SWITCHES DEMO (E) ELECTRICAL AND INSTALL (N). | DORGAN ELECTRICAL | C | 668 | 10 | 1473 | PINE ST |  | REAR STORAGE | ISSUED | 2014-09-24
E201409243019 | 2014-09-24 | AMEND E201407241423: REPLACE SERVICE 100AMP PANELBOX IN GARAGE. | P & L CONSTRUCTION CO | R | 2503A | 39 | 2704 | 35TH AV |  |  | ISSUED | 2014-09-24
E201409243025 | 2014-09-24 | #203 & #303. NOV CORRECTION REPLACE RECEPTALCES ONY IN (2) BATHROOMS. 5 LIGHTS 5 SWITCHES 5 RECEPTACLES AND 2 SMOKE DETECTORS. | ACME BUILDERS | R | 1401 | 21 | 7015 | CALIFORNIA ST |  | 2/F & 3/F | COMPLETE | 2014-09-29
EW20140924101 | 2014-09-24 | BATHROOM REMODEL | 1ST CLASS ELECTRIC | R | 3602 | 44 | 246 | HARTFORD ST |  | 2 | ISSUED | 2014-09-24
EW20140924801 | 2014-09-24 | WIRING FOR BEDROOM BATHROOM AND KITCHEN | M F ELECTRIC | R | 524 | 17 | 2506 | POLK ST |  | 2 | ISSUED | 2014-09-24
E201409243017 | 2014-09-24 | UNIT #2 & COMMON AREA: TO COMPLY WITH PHYSICAL INSPECTION REPORT CC-7680. | WILSON ELECTRIC | R | 1227 | 31 | 2049 | OAK ST | 0 |  | ISSUED | 2014-09-24
E201409243056 | 2014-09-24 | 15 LIGHTS 3 SWITCHES 5 RECEPTACLES 2 FANS 5 CIRCUITS 1 DISWASHER 1 GARBAGE DISPOSAL 3 SMOKE DETECTORS. | AUTO CHARGE ELECTRIC INC | R | 684 | 20 | 1714 | FILLMORE ST |  | 2ND FLOOR | ISSUED | 2014-09-24
EW20140924302 | 2014-09-24 | SOLAR INSTALLATION - 14 ROOF-MOUNTED SOLAR PV MODULES 255 WATTS PER MODULE 14 INTERACTIVE INVERTER TOTAL NO. OF RATING 3.57 KW. | CA SUNRISE CONSTRUCTION SOLUTION INC | R | 6473 | 041A | 46 | CASSANDRA CT |  | 6473 | COMPLETE | 2014-10-06
EW20140924421 | 2014-09-24 | FURNISH AND INSTALL (2) 75KVA TRANSFORMERS AND (2) EMON DMON METERS. JOB #33910 | C B F INC | C | 3735 | 46 | 55 | HAWTHORNE ST |  | 7 | ISSUED | 2014-09-24
EW20140924541 | 2014-09-24 | INSTALLATION OF 20 AMP 240V ELECTRIC CAR CHARGER. INSTALLATION OF NEW SUB PANEL TO ACCOMMODATE NEW CIRCUIT. | IKE'S ELECTRIC | R | 3534 | 017E | 536 | 14TH ST |  | 1 | COMPLETE | 2014-10-01
E201409243035 | 2014-09-24 | INSTALL 200AMP SERVICE: INSTALL NEW LIGHTS PLUGS SWITCHES 30 CKTS 4 FANS 2 DISHWASHER 2 DISPOSALS 8 SMOKE DETECTORS. | KWOK PUN LEUNG CONST. CO ***CHECK I D** | R | 1406 | 28 | 374 | 28TH AV |  |  | ISSUED | 2014-09-24
EW20140924861 | 2014-09-24 | INSTALL 1 50- AMP OUTLET FOR CARCHARGER | K S ELECTRIC | R | 0567C | 2 | 1960 | BROADWAY * | 3 | 1 | COMPLETE | 2014-10-06
EW20140924122 | 2014-09-24 | ELECTRICAL IMPROVEMENTS TO KITCHEN DINING LIVING AND BATHROOM. | REYFF ELECTRIC COMPANY | R | 632 | 38 | 2140 | SCOTT ST |  | 2 | ISSUED | 2014-09-24
E201409243050 | 2014-09-24 | SOLAR: INSTALL 6 ROOF MOUNTE SOLAR PV MODS 250W/MOD 1.50KW TOTAL RATING. | SUNPOWER CORPORATION SYSTEMS | R | 7331 | 27 | 90 | SUMMIT WY |  |  | ISSUED | 2014-09-24
E201409243053 | 2014-09-24 | SOLAR: INSTALL 6 ROOF MOUNTE SOLAR PV MODS 250W/MOD 1.50KW TOTAL RATING. | SUNPOWER CORPORATION SYSTEMS | R | 7331 | 102 | 81 | SUMMIT WY |  |  | ISSUED | 2014-09-24
EW20140924361 | 2014-09-24 | INSTALL NEW 3 METER BANK AND 3EA SUB PANELS INSTALL NEW LIGHTS IN BASMENT AND 1EA GFI OULTET | ALOHA ELECTRIC INC. | R | 1460 | 001L | 463 | 28TH AV |  | 463 | ISSUED | 2014-09-24
E201409243041 | 2014-09-24 | KITCHEN REMODEL: 7 LIGHTS 2 SWITCHES 6 RECEPTACLES. | A R D MAC ELECTRIC | R | 827 | 50 | 807 | FELL ST |  |  | ISSUED | 2014-09-24
E201409243057 | 2014-09-24 | MOVE 1-100ASUB PANEL 15 LIGHTS 3 SWITCHES 5 RECEPTACLES 2 FANS 5 CIRCUITS 1 DISHWASHER 1 GARBAGE DISPOSAL 5 SMOKE DETECTORS. | AUTO CHARGE ELECTRIC INC | R | 684 | 20 | 1716 | FILLMORE ST |  | 3RD FLOOR | ISSUED | 2014-09-24
EW20140924001 | 2014-09-24 | 1 SANSOME STREET-11TH FLOOR-10 001-30 000 SQ FT-JOB NUMBER 01-134793-CONTACT MARK YATES 415-559-4160 | W. BRADLEY ELECTRIC | R | 289 | 3 | 1 | SANSOME ST |  | 11 | ISSUED | 2014-09-24
E201409243040 | 2014-09-24 | TO LEGALIZE SHOWER BATHROOM & LAUNDRY AREA. | DORGAN ELECTRICAL | C | 668 | 10 | 1473 | PINE ST |  | FRONT | ISSUED | 2014-09-24
EW20140924941 | 2014-09-24 | INSTALL TERMINATE AND TEST CAT.6 TELECOMMUNICATIONS CABLING AS REQUESTED BY TENANT | C H REYNOLDS ELECTRIC INC | R | 8721 | 10 | 500 | TERRY A. FRANCOIS BL |  | 300 | COMPLETE | 2014-09-25
EW20140924341 | 2014-09-24 | BATHROOM REMODEL REPLACE SUB-PANEL | GPM ELECTRIC | R | 1739 | 18 | 1283 | 11TH AV |  | 1 | ISSUED | 2014-09-24
E201409243028 | 2014-09-24 | ONE CEILING LIGHT AND ONE SWITCH AT APT A BEDROOM #1. | DESIGN MAX CONSTRUCTION | R | 1437 | 21 | 4138 | GEARY BL |  | 2/F | ISSUED | 2014-09-24
E201409243020 | 2014-09-24 | TO REPLACE RECEPTACLES IN KITCHEN AND BATH ONLY IN KIND. 5 LIGHTS 5 SWITCHES 6 RECEPTACLES 1 GARAGE DISPOSAL 3 SMOKE DETECTORS. | ACME BUILDERS | R | 805 | 19 | 604 | WEBSTER ST |  | 1/F | ISSUED | 2014-09-24
E201409243048 | 2014-09-24 | SOLAR: INSTALL 6 ROOF MOUNTE SOLAR PV MODS 250W/MOD 1.50KW TOTAL RATING. | SUNPOWER CORPORATION SYSTEMS | R | 7331 | 102 | 79 | SUMMIT WY |  |  | ISSUED | 2014-09-24
E201409243055 | 2014-09-24 | SOLAR: INSTALL 6 ROOF MOUNTE SOLAR PV MODS 250W/MOD 1.50KW TOTAL RATING. | SUNPOWER CORPORATION SYSTEMS | R | 7331 | 27 | 92 | SUMMIT WY |  |  | ISSUED | 2014-09-24
E201409243052 | 2014-09-24 | SOLAR: INSTALL 6 ROOF MOUNTE SOLAR PV MODS 250W/MOD 1.50KW TOTAL RATING. | SUNPOWER CORPORATION SYSTEMS | R | 7331 | 101 | 77 | SUMMIT WY |  |  | ISSUED | 2014-09-24
EW20140924181 | 2014-09-24 | SOLAR INSTALLATION - 12 ROOF-MOUNTED SOLAR PV MODULES 255 WATTS PER MODULE 12 INTERACTIVE INVERTER TOTAL NO. OF RATING 3.8 KW. | CA SUNRISE CONSTRUCTION SOLUTION INC | R | 5939 | 21 | 336 | CAMBRIDGE ST |  | 5939 | COMPLETE | 2014-09-30
EW20140924281 | 2014-09-24 | SOLAR INSTALLATION - 15 ROOF-MOUNTED SOLAR PV MODULES 255 WATTS PER MODULE 15 INTERACTIVE INVERTER TOTAL NO. OF RATING 3.8 KW. | CA SUNRISE CONSTRUCTION SOLUTION INC | R | 2114 | 3 | 1937 | 20TH AV |  | 2114 | ISSUED | 2014-09-24
EW20140924981 | 2014-09-24 | 1 SANSOME STREET-10TH FLOOR-10 001-30 000 SQ FT-JOB NUMBER 01-134793-CONTACT MARK YATES 415-559-4160 | W. BRADLEY ELECTRIC | C | 289 | 3 | 1 | SANSOME ST |  | 10 | ISSUED | 2014-09-24
E201409243016 | 2014-09-24 | UPGRADE MAIN SERVICE ENTRACE TO 200AMP IN GARAGE AREA 3 3¦0 1 LIGHT 1 RECEPTACLE. | FLASH ELECTRIC **CK ID****** | R | 4968 | 35 | 1173 | INGERSON AV |  |  | ISSUED | 2014-09-24
EW20140924201 | 2014-09-24 | ELECTRICAL UPGRADE & REMODEL OF 1 BATH & 2 BEDROOMS REWIRING. | MC 2 ELECTRIC INC. | R | 6539 | 039A | 419 | JERSEY ST |  | 0 | ISSUED | 2014-09-24
EW20140924501 | 2014-09-24 | INSTALL 12 ROOF TOP PIPE RACKED SOLAR PANELS (3.06KW) - 12 ROOF-MOUNTED SOLAR PV MODULES 255 WATTS PER MODULE 1 INTERACTIVE INVERTER TOTAL NO. OF RATING 3.06 KW. | SOLARCITY CORPORATION | R | 1520 | 25 | 556 | 25TH AV | 0 | 3 | ISSUED | 2014-09-24
EW20140924481 | 2014-09-24 | INSTALL 10 ROOF TOP PIPE RACKED SOLAR PANELS (2.55KW) - 10 ROOF-MOUNTED SOLAR PV MODULES 255 WATTS PER MODULE 1 INTERACTIVE INVERTER TOTAL NO. OF RATING 2.55 KW. | SOLARCITY CORPORATION | R | 1520 | 25 | 554 | 25TH AV |  | 3 | ISSUED | 2014-09-24
E201409243032 | 2014-09-24 | KITHCEN LIVING ROOM DINING ROOM KITCHEN REMODEL & LIGHTS IN LIVING ROOM AND DINING ROOM: 20 LIGHTS 4 SWITCHES 12 RECEPTACLES | ELISHA MAYOST | R | 1852 | 1 | 1501 | 06TH AV |  |  | ISSUED | 2014-09-24
E201409243047 | 2014-09-24 | SOLAR: INSTALL 6 ROOF MOUNTE SOLAR PV MODS 250W/MOD 1.50KW TOTAL RATING. | SUNPOWER CORPORATION SYSTEMS | R | 7331 | 101 | 75 | SUMMIT WY |  |  | ISSUED | 2014-09-24
E201409243033 | 2014-09-24 | ADDITION TO (E) SYSTEM INSTALL 4 NEW NOTIFICATION DEVICES & 4 NEW SMOKE DETECTORS WINTESS TEST. | INTERNATIONAL FIRE INC | C | 354 | 1 | 100 | LARKIN ST |  | SIXTH | ISSUED | 2014-09-24
E201409243023 | 2014-09-24 | REMODEL KITCHEN FOYER LIVING ROOM ; 35 LIGHTS 8 SWITCHES 14 RECEPTACLES 1 DISHWASHER 1 GARBAGE DISPOSAL 1 MICROWAVE 1 RANGE 3 SMOKE DETECTOR | DRAGONWERKS | R | 7527 | 12 | 442 | GOLD MINE DR |  |  | ISSUED | 2014-09-24
E201409243045 | 2014-09-24 | AMEND E201409052488: INSTALL 100AMP SUBPANEL. | SOLARWINDS ENERGY | R | 7525 | 9 | 133 | BERKELEY WY |  |  | ISSUED | 2014-09-24
EW20140925081 | 2014-09-25 | WALGREENS - INSTALLING 1 POWER POLE WITH DEDICATED CIRCUIT | MCMILLAN BROS ELECTRIC | C | 293 | 2 | 141 | KEARNY ST |  | 0 | COMPLETE | 2014-10-01
E201409253060 | 2014-09-25 | 1 EXTERIOR SIGN "SLICE HOUSE" | GOLDEN GATE SIGN COMPANY INC. | C | 116 | 54 | 1556 | STOCKTON ST |  |  | ISSUED | 2014-09-25
EW20140925701 | 2014-09-25 | FOX ROTHSCHILD 345 CALIFORNIA STREET-WBE JOB# 02-134986-PERSON OF CONTACT IS COREY EATON 415-716-1053 | W. BRADLEY ELECTRIC | C | 261 | 17 | 345 | CALIFORNIA ST |  | 22 | ISSUED | 2014-09-25
E201409253076 | 2014-09-25 | UNIT 3401: BATHROOM REMODEL: 2 LIGHTS 2 SWITCHES 2 RECEPTACLES 1 FAN 1 CKT. | COSMOS ELECTRIC CO **CHECK ID & NOTE*** | R | 3765 | 233 | 425 | 01ST ST | 3401 |  | ISSUED | 2014-09-25
E201409253070 | 2014-09-25 | REWIRE UNIT: 16 LIGHTS 18 RECEPTACLES 2 FANS. | VETERANS ELECTRIC | R | 1786 | 004A | 1335 | 31ST AV |  |  | ISSUED | 2014-09-25
EW20140925601 | 2014-09-25 | DATA AND WORK STATIONS PERMIT | BENNETT ELECTRIC | C | 331 | 14 | 281 | ELLIS ST |  | 1 | ISSUED | 2014-09-25
EW20140925101 | 2014-09-25 | ALL NEW BUILDING FOR SCHOOL. | CHASOV ELECTRICAL VOICE & DATA | C | 4059 | 10 | 851 | TENNESSEE ST | 0 | 1 | ISSUED | 2014-09-25
E201409253093 | 2014-09-25 | KITCHEN REMODEL. | TROY WILLIAMS-TAN ELECTRIC | C | 5307 | 19 | 1201 | MENDELL ST |  |  | ISSUED | 2014-09-25
E201409253068 | 2014-09-25 | 1/F: BATHROOM 2/F: 1/2 BATHROOM & MASTER BATHROOM 2/F: RELOCATE PANEL FROM CLOSET TO BEDROOM TO HALLWAY. | B R S CONSTRUCTION | R | 656 | 36 | 1970 | SCOTT ST | 1 |  | ISSUED | 2014-09-25
EW20140925881 | 2014-09-25 | (360) CATEGORY 6 CABLE RUNS AT PRESIDIO GROUP - 101 CALIFORNIA ST 12TH FLOOR. | PAGANINI COMMUNICATIONS INC | C | 263 | 11 | 101 | CALIFORNIA ST |  | 12 | ISSUED | 2014-09-25
E201409253069 | 2014-09-25 | #1. ELECTRICAL KITCHEN UPGRADE. 3 LIGHTS 2 SWITCHES 9 RECEPTACLES 1 DISHWASHER 1 RANGE. | PALMERA CONSTRUCTION CO | R | 321 | 34 | 755 | OFARRELL ST |  | 1/F | ISSUED | 2014-09-25
E201409253071 | 2014-09-25 | UNIT 36: INSTALL SUBPANEL & FULL UPGRADE; 5 LIGHTS 4 SWITCHES 14 RECEPTACLES 1 FAN 1 DISHWASHER 1 RANGE 2 SMOKE DETECTORS | PALMERA CONSTRUCTION CO | R | 336 | 15 | 555 | EDDY ST |  |  | ISSUED | 2014-09-25
E201409253079 | 2014-09-25 | INSTALL ACCESS CONTROL: FAIL SAFE LOCKS - MAGNETIC SECURITY. | COMTEL SYSTEMS TECHNOLOGY INC. | C | 3940 | 4 | 499 | ILLINOIS ST |  |  | COMPLETE | 2014-10-02
E201409253065 | 2014-09-25 | NEW WIRING TO CODE ON G/F WITH NEW NEW SUBPANEL 50AMP. | LUO'S CONSTRUCTION INC | R | 5383 | 020A | 2039 | THOMAS AV |  |  | ISSUED | 2014-09-25
E201409253082 | 2014-09-25 | UNIT 22: BATHROOM & KITCHEN: 2 LIGHTS 2 SWITCHES 8 RECEPTACLES 1 FAN 1 SMOKE DETECTORS. | DOUGLAS J BURROWS | R | 334 | 16 | 300 | HYDE ST | 0 |  | ISSUED | 2014-09-25
E201409253063 | 2014-09-25 | UFER GROUND; INSTALL NEW 200AMP U/G SERVICE. INSTALL 2 NEW 100AMP SUBPANELS. | JERRY ZBRZEZNY | R | 1101 | 20 | 2177 | O'FARRELL ST | 0 |  | ISSUED | 2014-09-25
EW20140925181 | 2014-09-25 | KITCHEN BATH DINING AREA REMODEL | DUGGAN ELECTRIC | R | 3622 | 45 | 547 | HILL ST |  | 1 | ISSUED | 2014-09-25
E201409253078 | 2014-09-25 | 2/F: BSATHROOM: 3 LIGHTS 2 SWITCHES 1 RECEPTACLES 1 FAN. | S & K CONSTRUCTION | R | 7106 | 23 | 266 | BROAD ST |  |  | ISSUED | 2014-09-25
EW20140925581 | 2014-09-25 | REMODEL OF SECOND AND THIRD FLOOR. THREE BEDROOMS THE BATHROOMS AND KITCHEN. | ERIK DAUNELL ELECTRIC | R | 2993 | 15 | 161 | CRESTA VISTA DR |  | 2 | ISSUED | 2014-09-25
E201409253084 | 2014-09-25 | INSTALL CAT 5E CABLES TO 1/F & 2/F (120 TOTAL) TO WORKSTATIONS. | G & T COMM CORP.DBA: BANKS COMMUNICATION | C | 3592 | 15 | 500 | TREAT AV |  |  | ISSUED | 2014-09-25
EW20140925641 | 2014-09-25 | -UPGRADE 200A SERVICE -2 COMMERCIAL METERS -10 BREAKERS | LOI ELECTRIC COMPANY | C | 3144B | 14 | 1830 | SAN JOSE AV |  | 1 | ISSUED | 2014-09-25
E201409253085 | 2014-09-25 | UNIT 103: KITCHEN BATHROOM BEDROOM RENOVATION. | CAL INC. | R | 282 | 3 | 735 | TAYLOR ST | 0 |  | ISSUED | 2014-09-25
E201409253090 | 2014-09-25 | ONE WEATHERPROOF ELECTRICAL CIRCUIT/OUTLET FOR A 120V 20 AMP PROTABLE HOT TUB 1/2" WP ELECTRICAL METALLIC TUBING CONDUIT SURFACE MOUNT EXTERIOR @ BACK PATIO - 1 INSP PER CONTRACTOR | BAYLINE CONSTRUCTION | R | 996 | 30 | 3401 | WASHINGTON ST |  |  | COMPLETE | 2014-10-02
EW20140925721 | 2014-09-25 | UNIT #4 GENERAL REWIRING. | MONTANO ELECTRIC ** SEE NOTES** | R | 6655 | 47 | 45 | WHITNEY ST |  | 2 | ISSUED | 2014-09-25
E201409253083 | 2014-09-25 | TO OBTAIN A FINAL INSPECTION FOR WORK COMPLETED UNDER EXPIRED PERMIT E20047064827. | H M W DEVELOPMENT INC | R | 819 | 27 | 530 | LINDEN ST |  |  | ISSUED | 2014-09-25
E201409253081 | 2014-09-25 | 1 ANNUNCIATOR 1 HEAT 1 MANUEL PULL 1 GSM. 1 HOUR WITNESS TEST. | BAY ALARM COMPANY | C | 3525 | 46 | 264 | DORE ST |  | 1/F | ISSUED | 2014-09-25
EW20140925801 | 2014-09-25 | INSTALL NEMA 14-50 FOR CHARGING ELECTRICAL VEHICLE | NIJSSEN ELECTRIC | R | 1779 | 3 | 1325 | 24TH AV |  | 1 | ISSUED | 2014-09-25
E201409253088 | 2014-09-25 | TRENCH 80FT IN STREET. INSTALL 2-4IN CKTS FROM PG&E VAULT. INSTALL SWITCH BOARD AND CONNECT EXISTING PANESL TO NEW SWITCH BOARD: 2000AMP. | BRYLAND CONTRACTING AND ELECTRICAL | C | 340 | 15 | 144 | TAYLOR ST | 0 |  | ISSUED | 2014-09-25
EW20140925001 | 2014-09-25 | REPLACEMENT OF TWO 70 AMP FPE CIRCUIT BREAKER PANELS. CONNECT ALL EXISTING LOADS TO NEW PANELS. | IKE'S ELECTRIC | R | 2704 | 63 | 1460 | CLAYTON ST | 0 | 1 | ISSUED | 2014-09-25
EW20140925821 | 2014-09-25 | 91 STATIONS FOR MODULAR PARTITIONS ONLY | SERVICE WEST | C | 259 | 26 | 555 | CALIFORNIA ST | 0 | 31 | ISSUED | 2014-09-25
E201409253064 | 2014-09-25 | INSTALL NEW 100AMP SUBPANEL INSTALL 2 BATHSOOS CEILING FANS NEW BATHROOM OULETS KITCHEN OUTLETS NEW BEDROOM & LIVING ROOM OUTLETS DISPOSAL DISHWASHER FRIDGE STOVE HOOD SMOKE DETECTORS NEW LIGHTS IN KITCHEN HALLWAY BEDROOMS OFFICE 16 CKTS. | JERRY ZBRZEZNY | R | 1409 | 1 | 301 | 24TH AV |  |  | ISSUED | 2014-09-25
E201409253089 | 2014-09-25 | REPLACE THE ELECTRICAL CIRCUIT AND CONNECTION TO A NEW (REPLACEMENT) HOT TUB ON REAR PATIO. 50 AMP 120/240 VOLT - 1 INSP PER CONTRACTOR | BAYLINE CONSTRUCTION | R | 2623 | 47 | 9 | DOUGLASS ST |  |  | ISSUED | 2014-09-25
EW20140925861 | 2014-09-25 | 8 CUBICLE/WORKSTATIONS TO BE INSTALLED | XLR8 SERVICES | C | 227 | 48 | 555 | MONTGOMERY ST |  | 750 | COMPLETE | 2014-09-30
E201409253072 | 2014-09-25 | KITCHEN & BATHROOM REMODEL RELOCATE/UPGRADE SERVICE PANEK 125A 6 LIGHTS 2 SWITCHES 4 RECEPTACLES. | INNOVATIVE CONSTRUCTION & DESIGN CO. | R | 7251 | 14 | 55 | SYLVAN DR |  |  | ISSUED | 2014-09-25
E201409253067 | 2014-09-25 | UNIT 9: INSTALL SUBPANEL; 4 LIGHTS 4 SWITCHES 14 RECEPTACLES 1 FAN 1 DISHWASHER 1 RANGE 1 SMOKE DETECTOR | PALMERA CONSTRUCTION CO | R | 336 | 15 | 555 | EDDY ST |  | 2 | ISSUED | 2014-09-25
EW20140925681 | 2014-09-25 | INSTALL (26) DATA CABLES. | MCMILLAN DATA COMMUNICATIONS | C | 289 | 3 | 1 | SANSOME ST |  | 16 | ISSUED | 2014-09-25
E201409253095 | 2014-09-25 | UNIT 302 - REMODEL KITCHEN & BATHROOM - 4 LIGHTS 4 SWITCHES FAN DISHWASHER MICROWAVE RANGE | C&M DEVELOPMENT & CONSTRUCTION INC | R | 933 | 5 | 3035 | BAKER ST |  |  | ISSUED | 2014-09-25
E201409253061 | 2014-09-25 | REMOVE (E) EXHAUST FAN AND REPLACE WITH SAME VOLTAGE & AMP DRAW. | CHAMPION INDUSTRIAL CONTRACTORS INC | C | 315 | 3 | 225 | POWELL ST |  | ON TOP A ROOF | ISSUED | 2014-09-25
EW20140925141 | 2014-09-25 | INSTALLED ELECTRICAL AND LIGHTING. 7TH FLOOR SUITE #750 | MCCLURE ELECTRIC INC | C | 291 | 12 | 44 | MONTGOMERY ST | 0 | 7 | ISSUED | 2014-09-25
EW20140925981 | 2014-09-25 | FULL ELECTRICAL REMODEL OF APARTMENT INSTALLING NEW RECEPTACLES DOWN LIGHTS AND SWITCHES | ARTISTIC LIGHTING & ELECTRIC | R | 0253A | 219 | 1177 | CALIFORNIA ST | 309 | 309 | ISSUED | 2014-09-25
E201409253073 | 2014-09-25 | COMPLETE ELECTRICAL REWIRE TO CODE: INSTALLATION OF NEW 1600AMP ELECTRICAL SERVICE 3-500MCM 7 METERS: 500 LIGHTS 350 SWITCHES 500 RECEPTACLES 74 FANS 77 SMOKE DETECTORS. | COSMOS ELECTRIC CO **CHECK ID & NOTE*** | C | 740 | 14 | 706 | POLK ST |  |  | ISSUED | 2014-09-25
EW20140925761 | 2014-09-25 | KITCHEN REMODEL. RELOCATION GFCI IN BATHROOM. | CHASOV ELECTRICAL VOICE & DATA | R | 0275A | 137 | 1001 | PINE ST | 1301 | 13 | ISSUED | 2014-09-25
E201409253091 | 2014-09-25 | REMODEL SINGLE FAMILY RESIDENT CONVERT (E) 1/F TO LAUNDRY ROOM. REMODEL KITCHEN & ADD 2/F POWDER ROOM. REMODEL 2/F BATHROOM ADD ATIC LEVEL BATH AND CLOSET. UPGRADE WHOLE HOUSE POWER AND ADD NEW SUBPANEL. | YAO HUI LIANG | R | 2523 | 14 | 1680 | SLOAT BL |  |  | ISSUED | 2014-09-25
E201409253092 | 2014-09-25 | RENEW E201307122094: UPGRADE ENTIRE ELECTRICAL SERVIC IN ENTIRE HOUSE: 60 LIGHTS 22 SWITCHES 60 RECEPTACLE 1 FAN 1 DISHWASHER 1 DISPOSAL 1 MICROWAVE 1 RANGE 7 SMOKE DETECTORS INCLUDING NEW SUBPANELS AND 200AMP SERVICE. | ASHBURY QUALITY CONSTRUCTION | R | 2617 | 44 | 75 | ASHBURY TR |  |  | ISSUED | 2014-09-25
EW20140925202 | 2014-09-25 | TO COMPLY WITH CONDO REPORT CC-7849 | AW ELECTRICAL INC | R | 500 | 13 | 1256 | LOMBARD ST |  | 1 | ISSUED | 2014-09-25
EW20140925921 | 2014-09-25 | BATHROOM REMODEL. NEW LIGHING FAN AND OUTLET. | VOLTWRIGHT | R | 2379 | 36 | 2430 | 47TH AV |  | 1 | ISSUED | 2014-09-25
EW20140925221 | 2014-09-25 | TWO (2) KITCHENS FOUR (4) BATHS 20 LIGHTS 12 SWITCHES 26 RECEPTACLES 4 FANS 2 DISHWASHERS 2 GARBAGE DISPOSALS 2 MICROWAVES 1 RANGES | SINH ELECTRIC CO. | R | 1796 | 25 | 1354 | 42ND AV |  | 2 | ISSUED | 2014-09-25
E201409253066 | 2014-09-25 | #207. FULL ELECTRICAL UPGRADE AND SUBPANEL. 9 LIGHTS 9 SWITHES 20 RECEPTACLES 1 DISHWASHER 1 RANGE AND 2 SMOKE DETECTORS. | PALMERA CONSTRUCTION CO | R | 322 | 1 | 601 | OFARRELL ST |  | 2/F | ISSUED | 2014-09-25
EW20140925901 | 2014-09-25 | REMOVE REPLACE & RELOCATE WHERE NECESSARY 24 ELECTRICAL POINTS | MULHOLLAND ELECTRIC | R | 1668 | 18 | 4900 | FULTON ST |  | 4 | ISSUED | 2014-09-25
E201409253094 | 2014-09-25 | REMODEL KITCHEN & BATHROOM - 3 LIGHTS 3 SWITCHES 2 RECEPTACLES FAN RANGE & 1 SMOKE DETECTOR | C&M DEVELOPMENT & CONSTRUCTION INC | R | 335 | 19 | 669 | ELLIS ST |  |  | ISSUED | 2014-09-25
EW20140925642 | 2014-09-25 | KITCHEN REMODEL | KORBES ELECTRIC | R | 6710 | 22 | 61 | MIZPAH ST |  | 1 | ISSUED | 2014-09-25
EW20140925621 | 2014-09-25 | INSTALL CIRCUIT AND RECEPTACLE IN ENTRY HALL CLOSET. INSTALL RECEPTACLE IN BATHROOM VANITY CABINET CONNECTED TO EXISTING BATHROOM GFI AND CIRCUIT. | KYLE MCEWEN ELECTRICAL | R | 3752 | 549 | 829 | FOLSOM ST | 418 | 4 | ISSUED | 2014-09-25
EW20140925941 | 2014-09-25 | INSTALL ELECTRICAL COMPONENTS FOR MODULAR FURNITURE - (24) WORKSTATIONS | BAY AREA INSTALLATIONSIN | C | 268 | 2 | 115 | SANSOME ST | 0 | 7 | ISSUED | 2014-09-25
E201409253075 | 2014-09-25 | NEW BEDROOM AND TWO BATHROOMS LAUNDRY AT GROUND FLOOR & SUB GROUND FLOOR. | TONI'S CONSTRUCTION | R | 6690 | 42 | 239 | CHENERY ST |  |  | ISSUED | 2014-09-25
E201409253080 | 2014-09-25 | SURVEY ONLY WITH REPORT. | AMERICAN TECHNOLOGIES INC | R | 4714 | 6 | 62 | BALDWIN CT |  |  | ISSUED | 2014-09-25
EW20140925121 | 2014-09-25 | NETWORK WIRING. | CHASOV ELECTRICAL VOICE & DATA | C | 854 | 1 | 1600 | MARKET ST |  | 1 | COMPLETE | 2014-10-03
EW20140925781 | 2014-09-25 | RELOCATION GFCI IN BATHROOM. | CHASOV ELECTRICAL VOICE & DATA | R | 0275A | 39 | 1001 | PINE ST | 411 | 4 | ISSUED | 2014-09-25
EW20140925741 | 2014-09-25 | BATHROOM REMODEL | CHASOV ELECTRICAL VOICE & DATA | R | 822 | 50 | 969 | HAYES ST | 4 | 2 | ISSUED | 2014-09-25
E201409253074 | 2014-09-25 | PENALTY ONLY. | THE GARZA COMPANY | R | 1282 | 15 | 1172 | STANYAN ST | 0 |  | COMPLETE | 2014-09-26
E201409253087 | 2014-09-25 | 1ST FLOOR & GROUND FLOOR LIGHT RE-WIRE. 17 LIGHTS 10 SWITCHES 8 RECEPTACLES 2 FANS 2 DISHWASHER 1 GARBAGE DISPOSAL. | XIN XIN COSNTRUCTION | R | 1612 | 007C | 763 | 32ND AV |  | 1/F G/F | ISSUED | 2014-09-25
EW20140925061 | 2014-09-25 | NEW PANEL AND KITCHEN ELECTRIC UPDATE. | S AND L TEC CONSTRUCTION CO INC | R | 2321 | 7 | 2237 | 28TH AV |  | 2 | ISSUED | 2014-09-25
EW20140925961 | 2014-09-25 | UNIT #27: VERIFY THE CONDITION OF THE WIRING AS PER NOV #201494101 | CENTURY ELECTRIC CONST | R | 740 | 9 | 620 | EDDY ST |  | 2 | ISSUED | 2014-09-25
EW20140925841 | 2014-09-25 | PERMIT FOR GREEN TAG - THROUGH CORRECTION OF PERMIT E200407064827 | B V ELECTRIC | R | 819 | 27 | 530 | LINDEN ST |  | 1 | COMPLETE | 2014-10-01
E201409253086 | 2014-09-25 | REPLACE BATHROOM EXHAUST FAN KITCHEN HOOD RANGE ADD 3 ELECTRICAL WALL OUTLETS AND REPLACE ALL KITCHEN OUTLETS. REPLACE ALL OUTLETS AND SWITCHES. ISTALL 1 ELECTRICAL OUTLET IN LAUNDRY ROOM. REPLACE | THE GARZA COMPANY | R | 1282 | 15 | 1172 | STANYAN ST | 0 | 1ST FLOOR | ISSUED | 2014-09-25
EW20140925162 | 2014-09-25 | INSTALLATION OF 5 RECESSED CAN LIGHTS 4 SURFACE MOUNTED FLUORESCENT FIXTURES 4 DUPLEX RECEPTACLES 1- SMOKE DETECTOR AND ONE ELECTRIC HEATER IN A BEDROOM. | MEC ELECTRICAL (MENENDEZ ENTERPRISES) | R | 2883 | 4 | 256 | DORANTES AV |  | 1 | ISSUED | 2014-09-25
E201409253077 | 2014-09-25 | 2/F: BATHROOM REMODEL: 3 LIGHTS 2 SWITCHES 1 FAN. | S & K CONSTRUCTION | R | 5941 | 10 | 252 | HARVARD ST |  |  | ISSUED | 2014-09-25
EW20140925021 | 2014-09-25 | 80 RECEPTACLES; 100 CIRCUITS; (5) 110A PANELS; (5) 100A FEEDERS - JOHN JENNINGS CEI JOB # 14-4-14108-00 | CUPERTINO ELECTRIC INC. | C | 3740 | 33 | 211 | MAIN ST |  | 15 | ISSUED | 2014-09-25
EW20140925041 | 2014-09-25 | ELEC AND LIFE SAFETY - JOB #26270 - BASEMENT AREA | C B F INC | C | 3728 | 2 | 120 | 08TH ST |  | 0 | ISSUED | 2014-09-25
EW20140925661 | 2014-09-25 | INSTALL (38) CABLES ON THE 10TH FLOOR FOR HUDSON PACIFIC PROPERTIES - 56920 | METROPOLITAN ELECTRIC | C | 3507 | 40 | 1455 | MARKET ST |  | 10 | ISSUED | 2014-09-25
EW20140925561 | 2014-09-25 | 245 MARKET STREET - 1ST FLOOR PG&E EOC - AREAS UP TO 2 500 SQ FT - WBE JOB # 01-135076 CONTACT TOM KINGSHILL 415-850-1925 | W. BRADLEY ELECTRIC | C | 3711 | 19 | 245 | MARKET ST |  | 1 | ISSUED | 2014-09-25
E201409253059 | 2014-09-25 | REPLACE 30 PANELS IN COMMON AREAS: REARRANGE CIRCUITS TO ACCOMODATE (E) METERING SYSTEM. | AXIS CONSTRUCTION INC. | C | 2636 | 3 | 6 | LOCKSLEY AV | 0 |  | ISSUED | 2014-09-25
EW20140925201 | 2014-09-25 | UFER GROUND | AW ELECTRICAL INC | R | 1545 | 5 | 519 | 02ND AV |  | 1 | ISSUED | 2014-09-25
EW20140925161 | 2014-09-25 | INSTALL 12 ROOF TOP PIPE RACKED SOLAR PANELS (3.06KW) - 12 ROOF-MOUNTED SOLAR PV MODULES 255 WATTS PER MODULE 1 INTERACTIVE INVERTER TOTAL NO. OF RATING 3.06 KW. | SOLARCITY CORPORATION | R | 6917A | 14 | 421 | URBANO DR |  | 2 | ISSUED | 2014-09-25
E201409253062 | 2014-09-25 | ELECTRICAL FOR POOL ONLY | NIBBI BROS ASSOC INC | C | 785 | 29 | 380 | FULTON ST |  |  | ISSUED | 2014-09-25
E201409253096 | 2014-09-25 | UNIT 303: RMEODEL BATHROOM & KITCHEN: 4 LIGHTS 4 SWITCHES RECEPTACLES. | C&M DEVELOPMENT & CONSTRUCTION INC | R | 933 | 5 | 3035 | BAKER ST |  |  | ISSUED | 2014-09-25
E201409263118 | 2014-09-26 | REPLACE (E) ELECTRICAL CONDUIT. | MARS GENERAL ELECTRIC INC ( CHECK I. D.) | R | 1530 | 5 | 421 | 14TH AV |  |  | CANCELLED | 2014-10-09
EW20140926341 | 2014-09-26 | ELECTRICAL WORK FOR NEW 4-STORY 4-UNIT BUILDING. INSTALLATION OF NEW 600A SERVICE (5) PANELS POWER TO ELEVATOR AND FIRE ALARM SYSTEM. LIGHTING AND POWER FOR LOWER TWO FLOORS ONLY (EXCEPT COMMON AREA STAIRWELL). BUILD-OUT OF TOP TWO FLOORS (RESIDENTIAL SPACES) NOT INCLUDED UNDER THIS PERMIT. | CORISH ELECTRIC CORPORATION | C | 25 | 17 | 721 | BEACH ST |  | 1 | ISSUED | 2014-09-26
EW20140926401 | 2014-09-26 | 13 ROOF MOUNTED PV MODULES AND ONE 3.0 KW INTERACTIVE INVERTER - 13 ROOF-MOUNTED SOLAR PV MODULES 270 WATTS PER MODULE 1 INTERACTIVE INVERTER TOTAL NO. OF RATING 3 KW. | LUMINALT ENERGY CORPORATION | R | 2700 | 44 | 117 | CASELLI AV |  | 1 | ISSUED | 2014-09-26
E201409263121 | 2014-09-26 | REMODEL (E) KITCHEN & BATH ADD NEW BATH - 10 LIGHTS 10 SWITCHES 20 RECEPTACLES FAN DISHWASHER RANGE | ALLIED TEAMWORK CONSTRUCTION CO | R | 3576 | 15 | 3416 | 18TH ST |  |  | ISSUED | 2014-09-26
E201409263110 | 2014-09-26 | UNIT 205: NEW ELECTRICAL SUBPANEL FOR W/D HOOKUPS BATHROOM & KITCHEN REMODEL: NEW RECEPTACLES D/W SMOKE DETECTORS. | B-SIDE INC. | R | 304 | 11 | 610 | LEAVENWORTH ST |  |  | ISSUED | 2014-09-26
E201409263111 | 2014-09-26 | UNIT 404: NEW ELECTRICAL SUBPANEL FOR W/D HOOKUPS BATHROOM & KITCHEN REMODEL: NEW RECEPTACLES D/W SMOKE DETECTORS. | B-SIDE INC. | R | 304 | 11 | 610 | LEAVENWORTH ST |  |  | ISSUED | 2014-09-26
EW20140926521 | 2014-09-26 | COMPLETE REMODEL | BEI | R | 0601C | 101 | 2006 | WASHINGTON ST | 1 | 1 | ISSUED | 2014-09-26
EW20140926741 | 2014-09-26 | WALGREENS - INSTALL 2 - 20AMP DEDICATED CIRCUITS TO OPEN COOLERS | MCMILLAN BROS ELECTRIC | C | 1101 | 1 | 1363 | DIVISADERO ST |  | 0 | COMPLETE | 2014-10-02
E201409263113 | 2014-09-26 | UPGRADE ELECTRICAL NEW WIRING FOR ALL ROOMS RECEPTACLE PLUGS ONLY. NEW WIRING TO KITCHEN & BATHROOM. INSTALL 9 LED RECESSED CELING MOUNTED LIGHT FIXTURESONE KITCHEN HOOD FAN ALL WORK BY CITY APPROVED PLAN NEED: 10 CKTS NEW LIGHTS 10 SWITCHES. 30 RECEPTACLES 2 FAN 4 SMOKE DETECTORS. | TONY TSE CONSTRUCTION CO | R | 1869 | 45 | 1939 | KIRKHAM ST |  |  | ISSUED | 2014-09-26
E201409263097 | 2014-09-26 | FIRST & SECOND FLOOR: 100AMP SUBPANEL 17 CKTS REWIRE HOUSE: NEW LIGHTS SWITCHES PLUGS. | NG'S LANDMARK BLDG & ENGINEERING | R | 1551 | 53 | 1715 | ANZA ST |  |  | ISSUED | 2014-09-26
EW20140926801 | 2014-09-26 | INSTALLATION OF A 100 AMP MAIN OVERHEAD ELECTRIC SERVICE. | KORBES ELECTRIC | R | 1166 | 19 | 268 | WILLARD NORTH ST | 0 | 1 | COMPLETE | 2014-10-01
EW20140926281 | 2014-09-26 | SERVICE DISTRIBUTION | CAPITOL ELECTRIC CONST | C | 295 | 16 | 345 | STOCKTON ST | 0 | 1 | ISSUED | 2014-09-26
EW20140926941 | 2014-09-26 | VIOLATION # 201494901 SURVEY PERMIT. | MEGA ELECTRIC | R | 7058 | 2 | 130 | JOSIAH AV |  | 1 | COMPLETE | 2014-09-30
EW20140926861 | 2014-09-26 | INSTALLATION OF 6 MODULAR WORKSTATIONS | ALLMODULAR SYSTEMS INC. | C | 3787 | 24 | 260 | TOWNSEND ST |  | 3 | ISSUED | 2014-09-26
E201409263126 | 2014-09-26 | ROOF-MOUNTED SOLAR PV MODULES 20 250 WATTS PER MODULE 5 KW (APPROVED BY GARY CLIFTON) | ALL IN ONE CONSTRUCTION | R | 4270 | 31 | 2819 | HARRISON ST |  |  | ISSUED | 2014-09-26
E201409263117 | 2014-09-26 | NEW ELECTRICAL THROUGHOUT PROPER 200AMP SERVICE UPGRADE SUBPANEL NEW LIGHTS PLUGS SWITCHES. | HAMMERHEAD GENERAL CONTRACTORS INC. | R | 7277 | 28 | 75 | COUNTRY CLUB DR |  |  | ISSUED | 2014-09-26
E201409263101 | 2014-09-26 | UUNIT 102: INSTALLATIONG OF ELECTRICALL WALL HEATER LIGHT FIXTURES REWIRING WALL RECEPTACLES CKT PANEL MICROWAVE 12 LIGHTS 9 SWITCHES 28 RECEPTACLES 1 FAN 1 DISPOSAL 1 MICROWAVE 1 RANGE 1 SMOKE DETECTORS ELECTRICAL WALL HEATER. | WONG CONSTRUCTION INC | R | 178 | 9 | 758 | JACKSON ST |  |  | ISSUED | 2014-09-26
EW20140926821 | 2014-09-26 | INSTALL A UFER GROUND | CELTIC ELECTRIC | R | 493 | 016E | 1895 | CHESTNUT ST | 0 | 1 | COMPLETE | 2014-10-09
EW20140926421 | 2014-09-26 | 200AMP SERVICE + REWIRE THE WHOLE HOUSE - KITCHEN AND BATHROOM FOR BULDING PERMIT NO: 2014-08-12-3652 | B V ELECTRIC | R | 7275 | 28 | 436 | COUNTRY CLUB DR |  | 1 | ISSUED | 2014-09-26
EW20140926841 | 2014-09-26 | INSTALLATION OF 14 MODULAR WORKSTATIONS | ALLMODULAR SYSTEMS INC. | C | 3787 | 24 | 260 | TOWNSEND ST |  | 2 | ISSUED | 2014-09-26
EW20140926601 | 2014-09-26 | FOR: ORACLE OPEN WORLD AND JAVA ONE SHOW DAYS 9/29-102/2014 HOTEL NIKKO PARC 55 AND PALACE SHOW #317428 | FREEMAN DECORATING SERVICES INC | C | 326 | 20 | 222 | MASON ST | 0 | 1 | ISSUED | 2014-09-26
E201409263120 | 2014-09-26 | RENEW PERMIT EW20130211601 | GRAND ELECTRIC & CONSTRUCTION CO. | R | 3076 | 65 | 145 | SANTA CLARA AV |  |  | ISSUED | 2014-09-26
E201409263129 | 2014-09-26 | INSTALL 6 OUTLETS 1 LIGHT SWITCHE UPGRADE PANEL TO 200AMPS. | WARREN MANH YOUNG | R | 1879 | 001A | 1507 | 33RD AV |  |  | ISSUED | 2014-09-26
E201409263133 | 2014-09-26 | UNIT 12: KITCHEN REWIRE & 60 AMP SUBPANEL. | E M ELECTRIC CO. | R | 1036 | 35 | 20 | PARKER AV |  |  | COMPLETE | 2014-10-01
E201409263127 | 2014-09-26 | UPDATE SUBPAHNEL ADD NEW LIGHTING SWITCHES 8 LIGHTS 6 SWITCHES 5 RECEPTACLES. | PLANTINUM BUILDERS GROUP IN**SEE NOTES** | R | 624 | 102 | 1965 | CLAY ST | 0 |  | SUSPENDED | 2014-10-02
EW20140926621 | 2014-09-26 | ELEC AND LIFE SAFETY TENANT UPGRADE/BUILD OUT - JOB #33923 | C B F INC | C | 3740 | 34 | 221 | MAIN ST |  | 3 | ISSUED | 2014-09-26
E201409263107 | 2014-09-26 | TOP FLOOR: KITCHEN & LAUNDRY ROOMN: 4 LIGHTS 4 SWITCHES 11 RECEPTACLES 60AMP 120/240V SUBPANEL. | CHONGSON CONSTRUCTION CO. | R | 4030 | 21 | 653 | KANSAS ST |  |  | ISSUED | 2014-09-26
EW20140926561 | 2014-09-26 | #10264 FITNESS CENTER T/I LIGHTS PLUGS SWITCHES. LIFE SAFETY TO FOLLOW. | ASF ELECTRIC INC | C | 3736 | 29 | 299 | 02ND ST | 0 | 2 | ISSUED | 2014-09-26
E201409263124 | 2014-09-26 | UPGRADE SERVICE TO 100AMPS #4 1 LIGHT 1 SWITCH 1 RECEPATCLES. | BRIAN LIM DBA LIM'S ELECTRIC | R | 6016 | 009B | 258 | LISBON ST |  |  | COMPLETE | 2014-10-03
E201409263123 | 2014-09-26 | REMODEL (E) KITCHEN & BATHROOM ONLY - 5 LIGHTS 5 SWITCHES 15 RECEPTACLES FAN DISHWASHR RANE | ALLIED TEAMWORK CONSTRUCTION CO | R | 794 | 11 | 573 | BIRCH ST |  |  | ISSUED | 2014-09-26
E201409263137 | 2014-09-26 | UNIT 4: INSTALL 50A SUBPANEL KITCHEN BATHROOM & LAUNDRY WIRES 7 LIGHTS 6 SWITCHES 12 RECEPTACLES. 12 CKTS. | LIANG'S REMODELING INC. | R | 830 | 17 | 550 | BUCHANAN ST |  |  | ISSUED | 2014-09-26
EW20140926922 | 2014-09-26 | TO COMPLY WITH 3-R REPORT CC-7710. | CAHALANE ELECTRIC INC | R | 1201 | 12 | 1330 | HAYES ST |  | 0 | COMPLETE | 2014-10-01
E201409263099 | 2014-09-26 | REMODEL 2 (E) BATHROOMS & KITCHEN (1); 40 OUTLETS 10 LIGHTS | BARNUM BUILDNG AND DESIGN | R | 6513 | 1 | 200 | SAN JOSE AV |  |  | ISSUED | 2014-09-26
EW20140926241 | 2014-09-26 | NEW SERVICE AND KITCEN REWIRE | PAURIC ELECTRIC | R | 7092 | 36 | 278 | LOBOS ST |  | 1 | ISSUED | 2014-09-26
EW20140926361 | 2014-09-26 | INSTALL (22) DATA CABLES. | MCMILLAN DATA COMMUNICATIONS | C | 3717 | 1 | 101 | MISSION ST |  | 10 | ISSUED | 2014-09-26
E201409263119 | 2014-09-26 | TO COMPLY WITH PHYSICAL INSPECTION REPORT CC-7714 UNIT 1 2 3 4 5 6 AND COMMON AREA (TO ISSUE FOR $600.00 PERMIT PER RON ALLEN) | TEJANO ELECTRIC | R | 3611 | 57 | 619 | SHOTWELL ST |  |  | ISSUED | 2014-09-26
E201409263125 | 2014-09-26 | NEW BEDROOM & BATHROOM AT GARGE LEVEL. NEW INTERNAL STAIR. | SEABEE CONSTRUCTION | R | 3606 | 47 | 228 | LIBERTY ST |  |  | ISSUED | 2014-09-26
E201409263114 | 2014-09-26 | INSTALL 1 OUTLET IN BEDROOM OF UNIT 62. REMOVE OLD TEMPORARY WIRING FROM STORAGE TO UNIT 62 - 1 RECEPTACLE | E.J. BUILDERS | R | 3503 | 3 | 1751 | MARKET ST |  |  | ISSUED | 2014-09-26
EW20140926701 | 2014-09-26 | ADD APPROX 20 OUTLETS AND NEW LED LIGHTS. NEW 200-AMP SUB PANEL. | WHITE'S RELIABLE ELECTRIC INC. | R | 1066 | 1 | 3 | COOK ST |  | 1 | ISSUED | 2014-09-26
E201409263108 | 2014-09-26 | REMODEL BATH - LIGHT 2 SWITCHES 1 RECEPTACLE FAN | LARA CONSTRUCTION (KALIX INC) | R | 471 | 002B | 3315 | OCTAVIA ST |  |  | ISSUED | 2014-09-26
EW20140926761 | 2014-09-26 | NEW 100A SERVICE / CIRCUIT BREAKER PANEL | SOLARCITY CORPORATION | R | 6490 | 38 | 30 | ROEMER WY |  | 1 | COMPLETE | 2014-09-26
E201409263138 | 2014-09-26 | UNIT 6: INSTALL 50A SUBPANEL KITCHEN BATHROOM & LAUNDRY WIRES 7 LIGHTS 6 SWITCHES 12 RECEPTACLES. 12 CKTS. | LIANG'S REMODELING INC. | R | 830 | 17 | 550 | BUCHANAN ST |  |  | ISSUED | 2014-09-26
EW20140926921 | 2014-09-26 | TOTAL REWIRE OF 3 BEDROOM UNIT INCLUDING KITCHEN 2 BATHROOMS DINING AND LIVING ROOM. NEW SUB PANEL IN UNIT. | CAHALANE ELECTRIC INC | R | 2350 | 37 | 2310 | 22ND AV |  | 1 | ISSUED | 2014-09-26
E201409263105 | 2014-09-26 | 10/F: INSTALLATOIN OF HORIZONTAL COMMUNICATOINS CABLE CAT 6 PLENUM CABLE PATCH PANELS AND RACKING. | ISETTA DATA & COMMUNICATIONS INC. | C | 3735 | 62 | 75 | HAWTHORNE ST |  |  | ISSUED | 2014-09-26
E201409263132 | 2014-09-26 | UNIT 8: KITCHEN REWIRE & 60 AMP SUBPANEL. | E M ELECTRIC CO. | R | 1036 | 35 | 20 | PARKER AV |  |  | COMPLETE | 2014-10-01
E201409263115 | 2014-09-26 | INSTALL 200AMP SUBPANEL RUN BRANCH CKT TO NEW HVAC PACKAGE UNITS 11 CKTS 3 PACKAGE HVAC UNITS 4-3¦0 WIRES. | PHILIPPS ELECTRIC | C | 1451 | 47 | 5500 | GEARY BL |  |  | ISSUED | 2014-09-26
EW20140926461 | 2014-09-26 | ELEC. T.I./BUILDOUT EXPANSION - JOB #33874 | C B F INC | C | 258 | 32 | 601 | CALIFORNIA ST | 0 | 700 | ISSUED | 2014-09-26
EW20140926721 | 2014-09-26 | ELEC AND LS TENANT EXPANSION - JOB 33843 | C B F INC | C | 3803 | 5 | 185 | BERRY ST |  | 3800 | ISSUED | 2014-09-26
EW20140926661 | 2014-09-26 | ELEC AND LIFE SAFETY TENANT UPGRADE/BUILD OUT - JOB #33923 | C B F INC | C | 3740 | 34 | 221 | MAIN ST |  | 3 | ISSUED | 2014-09-26
EW20140926441 | 2014-09-26 | SURVEY AND INSPECT WORK BY OTHERS. APPROVE FOR DRYWALL COVER OR STIPULATE CODE VIOLATIONS. | KYLE MCEWEN ELECTRICAL | R | 272 | 53 | 725 | PINE ST | 204 | 2 | ISSUED | 2014-09-26
EW20140926781 | 2014-09-26 | REPLACE EXISTING 125 AMP PANEL WITH NEW. REPLACE ALL EXISTING LIGHT FIXTURES WITH NEW LED FIXTURES. REPLACE SWITCHING FOR FIXTURES. FEED 2EA NEW GRINDER PUMPS. INSTALL 2EA NEW OUTLETS. | PHOENIX ELECTRIC CO. | C | 706 | 1 | 1901 | GEARY BL |  | 1 | ISSUED | 2014-09-26
E201409263106 | 2014-09-26 | 3/F: INSTALLATOING OF HORIZONTAL COMMUNICATOINS CABLE CAT 6 PLENUM CABLE PATCH PANELS AND RACKING. | ISETTA DATA & COMMUNICATIONS INC. | C | 3735 | 62 | 75 | HAWTHORNE ST |  |  | ISSUED | 2014-09-26
EW20140926501 | 2014-09-26 | INSTALLATION OF A SOLAR PV SYSTEM. - 17 ROOF-MOUNTED SOLAR PV MODULES 250 WATTS PER MODULE 1 INTERACTIVE INVERTER TOTAL NO. OF RATING 3.73 KW. | SWANROCK INC. DBA: SKYTECH SOLAR | R | 3605 | 68 | 3919 | 20TH ST |  | 0 | ISSUED | 2014-09-26
EW20140926242 | 2014-09-26 | RELOCATING PLUGS AND X2 CAN LIGHTS | PAURIC ELECTRIC | R | 510 | 60 | 288 | MOULTON ST | 0 | 2 | COMPLETE | 2014-10-01
E201409263131 | 2014-09-26 | UNIT 4: KITCHEN REWIRE & 60 AMP SUBPANEL. | E M ELECTRIC CO. | R | 1036 | 35 | 20 | PARKER AV |  |  | ISSUED | 2014-09-26
E201409263122 | 2014-09-26 | 2 BATH REMODELS. 6 LIGHTS 4 SWITCHES 2 PLUGS 2 FANS | BLUEFIELD CONSTRUCTION | R | 1036 | 17 | 472 | EUCLID AV |  |  | ISSUED | 2014-09-26
E201409263098 | 2014-09-26 | DEMOLITION OF EXISTING WIRING |  | R | 3140 | 29 | 120 | GENNESSEE ST |  |  | ISSUED | 2014-09-26
EW20140926681 | 2014-09-26 | WALGREENS - 1 - 20AMP DEDICATED CIRCUIT FOR A OPEN COOLER | MCMILLAN BROS ELECTRIC | C | 6635 | 18 | 3398 | MISSION ST |  | 0 | COMPLETE | 2014-09-30
E201409263102 | 2014-09-26 | REPLACE AND REWIRE WHOLE HOUSE: 26 LIGHTS 16 SWITCHES 38 RECEPTACLES 3 FANS 1 DISHWASHER 1 DISPOSAK 5 SMOKE DETECTORS. | LUNG FUNG CONST & ELEC CO | R | 2687 | 29 | 124 | CLARENDON AV |  |  | ISSUED | 2014-09-26
EW20140926641 | 2014-09-26 | ROOF TOP 3.3 KW DC PV SYSTEM WITH 4 KW CENTRAL INVERTER - 12 ROOF-MOUNTED SOLAR PV MODULES 275 WATTS PER MODULE 1 INTERACTIVE INVERTER TOTAL NO. OF RATING 4 KW. | OCCIDENTAL POWER | R | 2645 | 1 | 101 | SATURN ST |  | 2 | ISSUED | 2014-09-26
EW20140926261 | 2014-09-26 | PANEL TO REPLACE FEDERAL PANEL REFEED MICROWAVE | RICHARD O. BROWN | R | 2123B | 001Q | 1920 | 12TH AV |  | 1 | COMPLETE | 2014-10-08
EW20140926321 | 2014-09-26 | INSTALL FIRE SPRINKLER MONITORING SYSTEM AND LIFE SAFETY WITNESS TEST | SAN FRANCISCO FIRE PROTECTION | C | 872 | 4 | 1942 | MARKET ST |  | 0 | ISSUED | 2014-09-26
E201409263136 | 2014-09-26 | IN GARAGE RUN ELETRICAL FOR A FURNACE. 1 SWITCH. | GREAT WALL | R | 2064 | 2 | 2030 | ORTEGA ST |  |  | ISSUED | 2014-09-26
E201409263134 | 2014-09-26 | UPGRADE ENTIRE BUILDING ELECTRICAL: NEW LIGHTS PLUGS SWITCHES FANS SMOKE DETECTORS SUBPANELS. | R & D CONSTRUCTION CO INC | R | 5514 | 35 | 654 | PRECITA AV |  |  | ISSUED | 2014-09-26
EW20140926881 | 2014-09-26 | THE INSTALLATION OF 204 MODULAR WORKSTATIONS | ALLMODULAR SYSTEMS INC. | C | 3708 | 56 | 525 | MARKET ST |  | 11 | COMPLETE | 2014-09-30
E201409263112 | 2014-09-26 | UNIT 305 : INSTALLATION OF NEW PANEL WASHER / DRYER INSTALL / KITCHEN & BATHROOM REMODEL. | B-SIDE INC. | R | 672 | 002A | 1405 | FRANKLIN ST | 0 |  | ISSUED | 2014-09-26
E201409263128 | 2014-09-26 | ALL FLOORS: PLUST BASEMENT FLOOR NEW 400AMP SERVICE O/H COPMLETE GUT & REMODEL 2 SUBPANEL COMMON AND PANEL 1P NEW LIGHTS NEW SWITCHES NEW RECEPTACLE 6 FANS 2 DISHWASHER 2 DISPOSAL 2 MICROWAVE 2 RANGE 1 HYDRO TUB 13 SMOKE DETECTOR. | PJCON INC | R | 3538 | 72 | 70 | WALTER ST |  |  | ISSUED | 2014-09-26
EW20140926481 | 2014-09-26 | ENTIRE HOUSE RE-WIRE WITH UFER | STEELE WATSON ELECTRICAL SERVICES | R | 1432 | 25 | 278 | 02ND AV |  | 3 | ISSUED | 2014-09-26
E201409263135 | 2014-09-26 | REF C/N E201408212209: T.I FOR CHIROPRACTIC OFFICE. FOR FINAL. | BRITTEN CLENDON HOWARD | C | 6804 | 1 | 4120 | MISSION ST |  |  | COMPLETE | 2014-09-26
E201409263109 | 2014-09-26 | INSTALLATION OF LIGHTS SWITCHES AND SUB PANEL IN BASEMENT. 10 LIGHTS 10 SWITCHES 11 RECEPTACLES 8 CIRCUITS 1 FAN. | FAYBOT INC | R | 5970 | 11 | 212 | AMHERST ST |  |  | ISSUED | 2014-09-26
EW20140926381 | 2014-09-26 | ELEC ALTERATIONS - JOBS #33925 | C B F INC | C | 288 | 31 | 101 | MONTGOMERY ST |  | 2850 | ISSUED | 2014-09-26
E201409263130 | 2014-09-26 | 200AMP SERVICE UPGRADE 3¦0 PANEL BOARD. | RAINBOW CHOY HUNG & CO | R | 1775 | 49 | 1933 | IRVING ST |  |  | ISSUED | 2014-09-26
E201409263116 | 2014-09-26 | INSTALL LIGHTS PLUGS FANS IN GARGE AND STORAGE ROOM IN BACK YARD 3 CKTS 12 FEEDERS. | BESTIME ELECTRIC | R | 2067 | 47 | 1818 | 31ST AV |  |  | ISSUED | 2014-09-26
E201409263100 | 2014-09-26 | SPACE #150: 1 INTERIOR SIGN "LUSH: | GOLDEN GATE SIGN COMPANY INC. | C | 7295 | 21 | 3251 | 20TH AV | 0 |  | ISSUED | 2014-09-26
EW20140926301 | 2014-09-26 | 35 STATIONS FOR MODULAR PARTITIONS ONLY | SERVICE WEST | C | 3708 | 43 | 595 | MARKET ST |  | 27 | ISSUED | 2014-09-26
EW20140926581 | 2014-09-26 | INSTALL MODULAR ELECTRICAL INTO MODULAR OFFICE FURNITURE. | SINGLESOURCE INC. | C | 236 | 17 | 100 | CALIFORNIA ST |  | 9 | ISSUED | 2014-09-26
EW20140926541 | 2014-09-26 | INSTALL 10 ROOF MOUNTED PV MODULES RATED AT 250W EACH AND 10 INTERACTIVE INVERTERS RATED AT 250W EACH 2.5 KW TOTAL RATING - 10 ROOF-MOUNTED SOLAR PV MODULES 250 WATTS PER MODULE 10 INTERACTIVE INVERTER TOTAL NO. OF RATING 2.5 KW. | LUMINALT ENERGY CORPORATION | R | 1746 | 12 | 1240 | 05TH AV |  | 1 | ISSUED | 2014-09-26
EW20140926901 | 2014-09-26 | THE INSTALLATION OF 20 MODULAR WORKSTATIONS | ALLMODULAR SYSTEMS INC. | C | 235 | 22 | 50 | CALIFORNIA ST |  | 31 | ISSUED | 2014-09-26
E201409263103 | 2014-09-26 | 12/F: INSTALLATOIN OF HORIZONTAL COMMUNICATOINS CABLE CAT 6 PLENUM CABLE PATCH PANELS AND RACKING. | ISETTA DATA & COMMUNICATIONS INC. | C | 3735 | 62 | 75 | HAWTHORNE ST |  |  | ISSUED | 2014-09-26
E201409263104 | 2014-09-26 | 11/F: INSTALLATOIN OF HORIZONTAL COMMUNICATOINS CABLE CAT 6 PLENUM CABLE PATCH PANELS AND RACKING. | ISETTA DATA & COMMUNICATIONS INC. | C | 3735 | 62 | 75 | HAWTHORNE ST |  |  | ISSUED | 2014-09-26
EW20140927981 | 2014-09-27 | REPAIR OF WALL WITH DRY ROT REMOVED AND REPLACED PLUGS. ADDED A CIRCUIT FOR REFRIGDE. AND ANOTHER COUNTER TOP PLUG. 220V FOR COOKTOP | RETTER ELECTRIC | R | 122 | 68 | 1190 | GREEN ST |  | 3 | ISSUED | 2014-09-27
EW20140927961 | 2014-09-27 | INSTALLATION OF NEW PANELBOARDS (3) NEW TRANSFORMER (1) AND FIRE ALARM SYSTEM WTINESS TEST. | PALMER ELECTRIC INC. | R | 1098 | 50 | 2241 | GEARY BL |  | 0 | COMPLETE | 2014-10-01
EW20140928021 | 2014-09-28 | INSTALL 1600 AMPS MAIN SERVICE WITH METER AND SUB-PANELS FOR ALL UNITS AND COMMON AREA AND GARAGE. INSTALL ALL NEW WIRING FOR ALL LIGHTS SWITCHES RECEPTACLES EMERGENCY LIGHTS EXIT SIGN HOOK-UP FOR ALL MECHANICAL EQUIPMENT. PROVIDE POWER FOR ELEVATOR . INSTALL TV CABLE AND PHONE WIRE. | J Y ELECTRICAL CONSTRUCTION CO INC | R | 570 | 11 | 1650 | BROADWAY * | 0 | 1 | ISSUED | 2014-09-28
EW20140928001 | 2014-09-28 | KITCHEN REMODEL | BRITTEN CLENDON HOWARD | R | 2775 | 53 | 1C | HOFFMAN AV |  | 2 | ISSUED | 2014-09-28
EW20140928022 | 2014-09-28 | KITCHEN BATHROOM HALLWAY DINING ROOM FAMILY ROOM REMODEL | S W E ASSOCIATES INC | R | 1729 | 16 | 1277 | 21ST AV |  | 2 | ISSUED | 2014-09-28
EW20140929361 | 2014-09-29 | 29 STATIONS FOR MODULAR PARTITIONS ONLY | SERVICE WEST | C | 288 | 29 | 222 | KEARNY ST |  | 200 | ISSUED | 2014-09-29
E201409293146 | 2014-09-29 | REWIRE KITCHEN AND BATH. ADD SMOKE DETECTOR 1-2 PLUG OUTLETS IN LIVING RM | THOMAS A LUCCHESI ELECTRI | R | 301 | 1 | 1007 | SUTTER ST |  |  | ISSUED | 2014-09-29
E201409293149 | 2014-09-29 | 200A 120/240A 3 METER SERVICE ON 1/F HALLWAY 8 CKTS 100AMP COMMERICIAL 100A RES AND 30A HOUSE PANEL/METER. | L. Y . ELECTRICAL CO. | R | 7066 | 3 | 5524 | MISSION ST |  |  | ISSUED | 2014-09-29
EW20140929281 | 2014-09-29 | #10250-T/I WALL AND FLOOR OUTLETS NO LIFE SAFETY | ASF ELECTRIC INC | C | 314 | 4 | 170 | OFARRELL ST |  | 1 | ISSUED | 2014-09-29
E201409293151 | 2014-09-29 | F/A UPGRADE ALL FLOORS NEW DEVICES & NEW PANEL. | APPLIED ELECTRIC & CONTROLS | C | 587 | 27 | 2515 | FILLMORE ST |  |  | ISSUED | 2014-09-29
E201409293157 | 2014-09-29 | KITCHEN 3 BATHROOMS MASTER BEDROOM ON BASEMENT. | GOLDEN STATE MARBLE & GRANITE INC. | R | 7258 | 6 | 33 | CLEARFIELD DR |  |  | ISSUED | 2014-09-30
E201409293143 | 2014-09-29 | SWITCH OUT 2 PANEL BOARDS. MODERNIZE TO CODE 2 SUBPANELS. UNIT 2 WEST | CATCHPOOL CONSTRUCTION | R | 0567C | 104 | 1940 | BROADWAY * | 2 |  | ISSUED | 2014-09-29
EW20140929421 | 2014-09-29 | 70 STATIONS FOR MODULAR PARTITIONS ONLY | SERVICE WEST | C | 239 | 26 | 420 | MONTGOMERY ST |  | 6 | ISSUED | 2014-09-29
EW20140929401 | 2014-09-29 | 10265-RELOCATE PANEL AND REMOTE BALLAST FOR CODE CLEARANCE | ASF ELECTRIC INC | C | 4829 | 3 | 1510 | WALLACE AV |  | 1 | ISSUED | 2014-09-29
EW20140929561 | 2014-09-29 | TWO BATHROOMS REMODEL. LAUNDRY RELOCATION | A L V CONSTRUCTION INC | R | 3558 | 85 | 350H | CHURCH ST |  | 2 | ISSUED | 2014-09-29
E201409293158 | 2014-09-29 | UPPER UNIT: NEWS CKITS 100AMP SUBPANEL 20 LIGHTS 20 SWITCHES 30 RECEPTACLES 1 FAN 1 DISHWASHER 1 DISPOSAL 6 SMOKE DETECTORS. | RAY'S ELECTRIC | R | 572 | 5 | 2031 | LARKIN ST | 0 |  | ISSUED | 2014-09-29
EW20140929502 | 2014-09-29 | COMPLETE KITCHEN UPGRADE TO INCLUDE LIGHTING TWO COUNTER TOP CIRCUITS GARBAGE DISPOSAL DISHWASHER FRIDGE HOOD FAN.ALSO INCLUDES LAUNDRY CIRCUIT | BRIAN ROGERS ELECTRIC | R | 2119 | 17 | 1964 | 16TH AV |  | 2 | ISSUED | 2014-09-29
EW20140929141 | 2014-09-29 | UP-GRADE OVERHEAD SERVICES TO 125A | M J ELECTRIC SERVICES | R | 7105 | 12 | 278 | FARALLONES ST |  | 0 | COMPLETE | 2014-10-03
EW20140929521 | 2014-09-29 | UPGRADE SERVICE TO 200AMP. REWIRE BEDROOM NEXT TO GARAGE. REWIRE/GROUND SOME OUTLETS ON MAIN LEVEL. | BRENDAN MOLONY ELECTRIC | R | 1891 | 47 | 4115 | KIRKHAM ST |  | 1 | ISSUED | 2014-09-29
E201409293150 | 2014-09-29 | 3/F: INSTALLATION OF 27 OFFICE CUBICLES. | COORDINATED PROJECT INSTALLATIONS INC | C | 766 | 13 | 180 | REDWOOD ST | 0 |  | ISSUED | 2014-09-29
E201409293156 | 2014-09-29 | CORRECTION OF VIOLATIONS & INSTALL NEW LIGHTS PLUGS IN VARIOUS LOCATIONS: 6 CKTS 10 LIGHTS 4 SWITCHES 10 RECEPTACLES. | HALEY ELECTRIC | C | 510 | 4 | 3231 | FILLMORE ST |  |  | ISSUED | 2014-09-29
EW20140929161 | 2014-09-29 | RELOCATE SWITCHES AND OUTLET FOR STAIRWAY; REMODEL WORKSHOP IN SECOND FLOOR; ADD OUTLET IN MEDIA ROOM IN 1ST FLOOR: RELOCATE LAUNDRY OUTLET AND PANEL IN THIRD FLOOR. | M J ELECTRIC SERVICES | R | 2688 | 20 | 52 | CLARENDON AV |  | 1 2 3 | ISSUED | 2014-09-29
E201409293141 | 2014-09-29 | SUITE 29: 50A/240V SUBPANEL: TWO QUAD SERVER TWO CEILING LIGHTS AND TWO 120V RECEPTACLES OF (E) CKT: 2 LIGHTS 1 SWITCHE 4 LIGHTS. | ELECTRO INTEGRITY | C | 3918 | 10 | 550 | 15TH ST |  |  | ISSUED | 2014-09-29
EW20140929441 | 2014-09-29 | INSTALL 6 ROOF TOP PIPE RACKED SOLAR PANELS (1.53KW) - 6 ROOF-MOUNTED SOLAR PV MODULES 255 WATTS PER MODULE 1 INTERACTIVE INVERTER TOTAL NO. OF RATING 1.53 KW. | SOLARCITY CORPORATION | R | 4939 | 21 | 1214 | GILMAN AV |  | 2 | ISSUED | 2014-09-29
EW20140929341 | 2014-09-29 | RUN NEW 208/230 VOLT CIRCUIT FOR AIR HANDLER AND RUN 208/230 VOLT CIRCUIT FOR NEW MINI SPLIT | SYNTROL PLUMBING HEATING & AIR | R | 775 | 2 | 1043 | STEINER ST |  | 3 | ISSUED | 2014-09-29
E201409293155 | 2014-09-29 | REMODEL KITCHEN/DINING HALL BATHROOM MASTER BEDROOM; 14 LIGHTS 11 SWITCHES 16 RECEPTACLES 2 FANS 1 DISHWASHER 1 GARBAGE DISPOSAL 1 MICROWAVE 1 RANGE 4 SMOKE DETECTORS. | DREAM CASTLE CONSTRUCTION | R | 1498 | 24 | 5500 | ANZA ST |  |  | ISSUED | 2014-09-29
EW20140929201 | 2014-09-29 | WHITEBOX - LIGHTING/SWITCHES | MCMILLAN BROS ELECTRIC | C | 3705 | 49 | 845 | MARKET ST |  | 430 | ISSUED | 2014-09-29
EW20140929081 | 2014-09-29 | 800AMP SERVICE 200AMP HOUSE PANEL IN BASEMENT FIRE ALARM ELEVATOR CONNECTIONS LIGHITNG AND RECEPTACLES | SIERRA ELECTRIC CO | C | 237 | 13 | 220 | BATTERY ST |  | 0 | ISSUED | 2014-09-29
EW20140929422 | 2014-09-29 | TELDATA CABLING #T26315 | C B F INC | C | 227 | 48 | 555 | MONTGOMERY ST |  | 1155 | ISSUED | 2014-09-29
EW20140929121 | 2014-09-29 | NEW SUB PANEL IN GARAGE. NEW WIRING FOR GARAGE KITCHEN BATHROOMS LAUNDRY AND BEDROOMS. SOME LIGHTING AND RECEPTACLES TO REMAIN EXISTING. | GRANITE ELECTRIC | R | 4210 | 026A | 1145 | YORK ST |  | 1 | ISSUED | 2014-09-29
E201409293139 | 2014-09-29 | CLOSET ON FLOOR 2: 1 LIGHT 2 SWITCHES 1 RECEPTACLES 1 FAN. | ARDO CONSTRUCTION CO. | R | 4591A | 45 | 185 | CLEO RAND AV |  |  | ISSUED | 2014-09-29
E201409293142 | 2014-09-29 | TO OBTAIN A FINAL INSPECTION FOR WORK COMPLETED UNDER EXPIRED PERMIT E201208074395. | ELECTRO INTEGRITY | R | 5839 | 8 | 410 | JUSTIN DR |  |  | ISSUED | 2014-09-29
E201409293153 | 2014-09-29 | RELOCATE SUB PANEL INSTALL NEW WIRING- 12 CIRCUITS 120-240 PANELBOARD 5 LIGHTS 9 SWITCHES 33 RECEPTACLES 1 FAN 1 DISHWASHER 1 GARBAGE DISPOSAL 1 MICROWAVE 1 RANGE. | ALVAREZ CONSTRUCTION & TILE INC | R | 1050 | 25 | 2663 | PINE ST |  | 1/F #1 | ISSUED | 2014-09-29
E201409293154 | 2014-09-29 | UFER GROUND: INSTALL NEW ELECTRICAL FOR NEW BATHROOM INCLUDING 1 CKT 1 GFCI 2 O/H LIGHTS ADD 1 FAN. AND NEW ELECVTRIVAL FOR 3 STORY STAIR CASE: 6 OUTLETS 4 NEW SWITCHES 3 O/H LGHTS. | VECTOR CONSTRUCTION INC. | R | 5672 | 20 | 371 | COLERIDGE ST |  |  | ISSUED | 2014-09-29
E201409293145 | 2014-09-29 | REMODEL KITCHEN: 6 CIRCUITS 3 LIGHTS 4 SWITCHES 4 RECEPTACLE 1 FAN 1 DISHWASHER 1 GARBAGE DISPOSAL 1 MICROWAVE. | 21ST CENTURY HOME IMPROVT | R | 2901D | 2 | 80 | TERESITA BL |  |  | ISSUED | 2014-09-29
EW20140929101 | 2014-09-29 | UFER GROUND INSTALLATION | CANNING ELECTRIC INC | R | 1268 | 63 | 833 | CLAYTON ST |  | 1 | ISSUED | 2014-09-29
EW20140929221 | 2014-09-29 | PLEASE REFERENCE PERMIT NUMBER EW20120725301 | PRECISION AIR SYSTEMS | R | 569 | 8 | 1752 | BROADWAY * |  | 1 | ISSUED | 2014-09-29
EW20140929542 | 2014-09-29 | REMODEL KITCHEN BATHROOM DINNING ROOM LIVING ROOM AND BEDROOM OUTLETS AND LIGHTS SWITCHES. | JAMES' ELECTRIC COMPANY | R | 1548 | 14 | 553 | 05TH AV |  | 2 | ISSUED | 2014-09-29
E201409293144 | 2014-09-29 | COMPLETE REWIRE: INCLUDING NEW 125A O/H: SUB #2 40CKT 52 LIGHT 36 RECEPTACLES 48 RECEPTACLES 2 FANS 1 DISHWASHER 1 DISPOSAL 1 MICROWAVE 1 RANGES 7 SMOKE DETECTORS. | LEGACY ELECTRIC | R | 5544 | 17 | 117 | MANCHESTER ST |  |  | ISSUED | 2014-09-29
EW20140929463 | 2014-09-29 | SAFE OFF TEMP POWER AND LIGHTING | SMITH MORTON ELECTRICAL INC. | C | 314 | 1 | 233 | GEARY ST |  | 1 | ISSUED | 2014-09-29
EW20140929581 | 2014-09-29 | APARTMENT REMODEL. NEW KITCHEN BATHROOM AND NEW WIRING IN LIVING ROOM AND BEDROOM. | A L V CONSTRUCTION INC | R | 3584 | 86 | 3947 | 18TH ST |  | 3 | ISSUED | 2014-09-29
EW20140929181 | 2014-09-29 | NEW FIRE ALARM INSTALLATION | SAN FRANCISCO FIRE PROTECTION | R | 570 | 11 | 1650 | BROADWAY * | 0 | 0 | ISSUED | 2014-09-29
EW20140929481 | 2014-09-29 | REWIRE OUTLETS AND SWITCHES ON 2 WALLS OF MASTER BEDROOM ADD EXTERIOR LIGHTS AT NEW DOOR OPENING AT MASTER DECK . | J O'DRISCOLL ELECTRICAL | R | 2629A | 002P | 278 | UPPER TR |  | 3 | ISSUED | 2014-09-29
EW20140929261 | 2014-09-29 | NEW BUILD OUT OF 5TH FLOOR | ELSON ELECTRIC INC | C | 3706 | 62 | 731 | MARKET ST |  | 5 | ISSUED | 2014-09-29
EW20140929321 | 2014-09-29 | #10266-ELEVATOR INSTALL-WIRING OUTLETS AND LIFE SAFETY | ASF ELECTRIC INC | C | 763 | 5 | 544 | GOLDEN GATE AV |  | 0 | ISSUED | 2014-09-29
EW20140929462 | 2014-09-29 | INSTALL 12 ROOF TOP FLUSH MOUNTED SOLAR PANELS (3.06KW) - 12 ROOF-MOUNTED SOLAR PV MODULES 255 WATTS PER MODULE 1 INTERACTIVE INVERTER TOTAL NO. OF RATING 3.06 KW. | SOLARCITY CORPORATION | R | 5979 | 8 | 260 | BRUSSELS ST |  | 3 | ISSUED | 2014-09-29
E201409293147 | 2014-09-29 | ADDRESS CORRECTION FOR E20140707952. | P P A DEVELOPMENT INC | R | 3582 | 15 | 4002 | 18TH ST |  |  | COMPLETE | 2014-09-29
EW20140929501 | 2014-09-29 | INSTALLATION OF (30) WORKSTATIONS WITH POWER AND DATA | ESCUE & ASSOCIATES INC | C | 294 | 17 | 355 | SUTTER ST |  | 2 | COMPLETE | 2014-10-02
E201409293140 | 2014-09-29 | KITCHEN REWIRE BATHROOM ADDITION: 12 LIGHTS 8 SWITCHES 22 RECEPTACLES. | BENTLEY ELECTRIC | R | 3581 | 109 | 3873 | 17TH ST | 0 |  | ISSUED | 2014-09-29
E201409293148 | 2014-09-29 | NEW SUBPANEL UPDATE ELECTRICAL IN 2/F. BATHROOM & KITCHEN: 70AMP #4 8 KTS 10 LIGHTS 6 SWITCHES 12 RECEPTACLES 2 FANS 1 DISHWASHER 1 DISPOSAL 1 MICROWAVE 1 RANGE. | A M S CONTRUCTION | R | 5620 | 12 | 146 | BOCANA ST |  |  | ISSUED | 2014-09-29
EW20140929381 | 2014-09-29 | ELECTRICAL AND LIFE SAFETY RETAIL UPGRADE SUITE 100/MEZZANINE JOB #33835 | C B F INC | C | 268 | 2 | 115 | SANSOME ST | 0 | 1 | ISSUED | 2014-09-29
EW20140929241 | 2014-09-29 | METRO JOB #56948 - FLOORS 14 15 & 16 - 3 OUTLETS ON DECKS 3 EXIT SIGNS ON DECKS AND 3 SPEAKER/STROBES ON DECKS. (3) LIGHTS (3) RECEPTACLES (3) SPEAKER/STROBES | METROPOLITAN ELECTRIC | C | 3705Z | 4 | 22 | 04TH ST |  | 14 | ISSUED | 2014-09-29
EW20140929301 | 2014-09-29 | INSTALL NEW ELECTRICAL SERVICES IN SUITE 1320 | CAPITOL ELECTRIC CONST | C | 3718 | 26 | 201 | MISSION ST |  | 13 | ISSUED | 2014-09-29
EW20140929461 | 2014-09-29 | SAFE OFF TEMP POWER AND LIGHTING | SMITH MORTON ELECTRICAL INC. | C | 309 | 28 | 110 | GEARY ST |  | 1 | ISSUED | 2014-09-29
E201409293152 | 2014-09-29 | REMODEL KITCHEN AND LIGHTS IN LIVING ROOM: 6 LIGHTS 16 LIGHTS 4 SWITCHES 8 RECEPTACLES. | GOLDEN HAMMER | R | 1718 | 46 | 3125 | LINCOLN WY |  |  | ISSUED | 2014-09-29
EW20140929061 | 2014-09-29 | NEW WIRING AT BASEMENT U-FER GROUND UPGRADE SERVICE. | 328 CONSTRUCTION | R | 4206 | 020A | 2757 | HARRISON ST |  | 1 | ISSUED | 2014-09-29
EW20140929541 | 2014-09-29 | INSTALL ONE GROUNDING ELECTRODE CONDUCTOR. REMODEL KITCHEN BATHROOM DINNING ROOM LIVING ROOM AND BEDROOM. | JAMES' ELECTRIC COMPANY | R | 1548 | 14 | 553A | 05TH AV |  | 1 | ISSUED | 2014-09-29
EW20140929041 | 2014-09-29 | 200AMP SERVICE UPGRADE | ADVANCED ELECTRIC SOLUTIONS INC (A.E.S) | R | 3107 | 11 | 196 | NORTHWOOD DR |  | 1 | ISSUED | 2014-09-29
DBA AMERICAN ELECT | R | 3004 | 46 | 584 | BELLA VISTA WY |  | 0 | ISSUED | 2014-09-05
DBA ALL TYPE REMODL | R | 2521A | 8 | 2806 | 36TH AV |  |  | ISSUED | 2014-09-18
DBA AMERICAN ELECT | R | 7267 | 7 | 151 | MIDDLEFIELD DR |  | 0 | ISSUED | 2014-09-05
DBA ALL TYPE REMODL | R | 3211 | 012C | 65 | MEDA AV |  | 2/F & 3/F | CANCELLED | 2014-09-12
DBA AMERICAN ELECT | R | 1646 | 30 | 706 | 04TH AV |  | 0 | COMPLETE | 2014-09-11
DBA AMERICAN ELECT | R | 6937 | 47 | 21 | DE MONTFORT AV |  | 0 | ISSUED | 2014-09-05