## issued_permits
PERMIT NUMBER | APPLICATION_CREATION_DATE | DESCRIPTION | CONTRACTOR COMPANY | OCC | BLOCK | LOT | STNO | STREET | UNIT | FLOOR | CURRENT STAGE | CURRENT STAGE DATE
EW201909063363 | 2019-09-06 | REI JOB #220203 - 181 FREMONT FB DAY 2 - INSTALLATION OF HARMONIC MITIGATION TRANSFORMER. | ROSENDIN ELECTRIC INC. | C | 3719 | 450 | 181 | FREMONT ST |  | 12 | ISSUED | 2019-09-06
E201909043851 | 2019-09-04 | FURNISH LABOR AND MATERIAL TO REMOVE ALL FEEDS OF OLD FP CONTROLLER. REPLACE NEW CONTROLLER AND RE FEED | MC MILLAN ELECTRIC | C | 3709 | 19 | 50 | FREMONT ST |  | BASEMENT | ISSUED | 2019-09-04
EW201909253733 | 2019-09-25 | KNOTEL - LIGHTING LIGHTING CONTROLS POWER LIFE SAFETY | MC MILLAN ELECTRIC | C | 3716 | 21 | 121 | SPEAR ST |  | 2 | ISSUED | 2019-09-25
EW201909193623 | 2019-09-19 | CHECKR - LIGHTING LIGHTING CONTROLS POWER | MC MILLAN ELECTRIC | C | 292 | 8 | 120 | KEARNY ST |  | 2000 | ISSUED | 2019-09-19
EW201909043295 | 2019-09-04 | REPAIR 4 OUTLETS IN ENTERTAINMENT ROOM | SIERRA ELECTRIC CO | C | 3701 | 59 | 1231 | MARKET ST |  | 0 | COMPLETE | 2019-09-12
EW201909113441 | 2019-09-11 | INSPECTION OF SOME ELECTRICAL CLOSETS ONLY | SIERRA ELECTRIC CO | C | 3722 | 81 | 181 | 03RD ST | 0 | 0 | COMPLETE | 2019-09-18
EW201909233683 | 2019-09-23 | REPLACE (1) LIGHT FIXTURE AND (1) WALL SWITCH IN (2) DRESSING ROOM LOCATIONS. RELOCATE (1) DOOR BELL AND (2) DOME LIGHTS WITHING THE WORK AREA. | BRAYER ELECTRIC COMPANY | C | 628 | 14 | 2351 | CLAY ST |  | 1 | ISSUED | 2019-09-23
EW201909103422 | 2019-09-10 | LIGHTING AND LIGHTING CONTROL UPGRADES. POWER AND DATA UPGRADES. LIFE SAFETY UPGRADES @ MEDALLIA - 575 MARKET ST 18TH FLOOR | PAGANINI ELECTRIC CORP(SEE SIGNATORIES) | C | 3708 | 175 | 575 | MARKET ST |  | 18 | ISSUED | 2019-09-10
EW201909053331 | 2019-09-05 | INSTALL LIGHTING POWER AND FIRE ALARM DEVICES FOR A FOOD COURT RESTAURANT TI @ NOOBOWL - 845 MARKET ST SPACE FE9 | PAGANINI ELECTRIC CORP(SEE SIGNATORIES) | C | 3705 | 50 | 845 | MARKET ST |  | 1 | ISSUED | 2019-09-05
E201909174189 | 2019-09-17 | UPGRADE SERVICE TO 100 AMPERES. NEW METER AND PANEL. 3 #4 FEEDER SZ | DELTA ELECTRIC | R | 7250 | 47 | 8 | SYLVAN DR |  |  | COMPLETE | 2019-09-30
EW201909163544 | 2019-09-16 | ELEC & LIFE SAFETY BUILD OUT - EC2169 | C B F INC | C | 269 | 28 | 350 | BUSH ST |  | 1 | ISSUED | 2019-09-16
EW201909163539 | 2019-09-16 | ELECTRICAL AND LIFE SAFETY BUILD OUT 17TH FLOOR - EC2298 | C B F INC | C | 288 | 32 | 333 | BUSH ST | 0 | 17 | ISSUED | 2019-09-16
EW201909053338 | 2019-09-05 | ELECTRICAL TI - ES9489 | C B F INC | C | 263 | 11 | 101 | CALIFORNIA ST |  | 27 | ISSUED | 2019-09-05
EW201909263785 | 2019-09-26 | LS ELEC - INSTALL (2) SPEAKER STROBES IN 6TH FLOOR RESTROOMS ES9733 | C B F INC | C | 310 | 13 | 77 | MAIDEN LN |  | 6 | ISSUED | 2019-09-26
EW201909203649 | 2019-09-20 | ANTENNA CELL SITE | METROPOLITAN ELECTRICAL CONSTRUCTION | C | 4007 | 2 | 555 | DE HARO ST |  | 1 | COMPLETE | 2019-10-01
E201909104040 | 2019-09-10 | REMODEL EXISTING HOME WITH HORIZONTAL ADDITION. (4) BATHROOMS (1) KITCHEN (1) LAUNDRY ROOM 200 AMP PANEL SERVICE 125A SUBPANEL SMOKE DETECTORS | J K CONSTRUCTION CO | R | 1280 | 6 | 477 | BELVEDERE ST |  |  | ISSUED | 2019-09-10
E201909063947 | 2019-09-06 | APT 607: KITCHEN & BATHROOM REMODELING. INCLUDING REWIRING THROUGHOUT UNIT AND NEW FIXTURES - PLUGS LIGHTS SWITCHES. | SURE INC. | R | 299 | 19 | 861 | SUTTER ST |  |  | ISSUED | 2019-09-06
E201909093990 | 2019-09-09 | BATHROOM REMODEL; 2 LIGHTS 2 SWITCHES 2 RECEPTACLES 1 FAN | SURE INC. | R | 2121A | 10 | 1951 | FUNSTON AV |  |  | ISSUED | 2019-09-09
E201909093988 | 2019-09-09 | BEDROOM & BATH REMODEL; 6 LIGHTS 4 SWITCHES 15 RECEPTACLES 1 FAN; 6 LIGHTS 4 SWITCHES 15 RECEPTACLE 1 FAN | SURE INC. | R | 7254 | 28 | 44 | EVERGLADE DR |  |  | ISSUED | 2019-09-09
E201909204315 | 2019-09-20 | UPGRADE & ADDITIONS TO FIRE ALARM SYSTEM IN ALL UNITS & FLOORS | HUE & CRY SECURITY SYSTEM | R | 2771 | 44 | 642 | ALVARADO ST |  |  | ISSUED | 2019-09-20
E201909134135 | 2019-09-13 | REPLACEMENT OF KITCHEN CABINETS AND COUNTER | HOMEOWNER'S PERMIT | R | 7205 | 4 | 2955 | 21ST AV |  |  | COMPLETE | 2019-09-30
E201909244403 | 2019-09-24 | 2ND FLOOR: BATHROOM REMODEL. REPLACE CEILING FAN RELOCATE PLUG INSTALL (2) NEW RECESSED FIXTURES | MILO CONSTRUCTION | R | 2771 | 63 | 674 | ALVARADO ST |  |  | ISSUED | 2019-09-24
E201909033824 | 2019-09-03 | INSTALLING LIGHT FIXTURES PLUGS SWITCHGEAR PANELS FOR POPUP RESTAURANTS 15-19 | SPRIG ELECTRIC | C | 8722 | 1 | 300 | 16TH ST |  |  | ISSUED | 2019-09-03
EW201909173589 | 2019-09-17 | KITCHEN REMODELING | KORBES ELECTRIC | R | 6589 | 12 | 620 | DUNCAN ST |  | 2 | ISSUED | 2019-09-17
EW201909163540 | 2019-09-16 | 275 BATTERY ST - 275 BATTERY AMENITY CTR - WBE JOB: 01-152751 - CONTACT - NICK PAGLIA - 415-740-0298 | W. BRADLEY ELECTRIC | C | 238 | 1 | 275 | BATTERY ST |  | 0 | ISSUED | 2019-09-16
EW201909033260 | 2019-09-03 | TENANT IMPROVEMEENT ON THE 18TH FLOOR | CAPITOL ELECTRIC CONST | C | 259 | 26 | 555 | CALIFORNIA ST | 0 | 18 | ISSUED | 2019-09-03
EW201909133514 | 2019-09-13 | RESTROOM AND CORE AND SHELL ELECTRICAL WORK ON THE 12TH FLOOR. | CAPITOL ELECTRIC CONST | C | 3710 | 19 | 45 | FREMONT ST |  | 12 | ISSUED | 2019-09-13
EW201909163543 | 2019-09-16 | 125AMP -OVERHEAD SERVICE UPGRADE KITCHEN UPGRADE LIGHTING UPGRADE KITCHEN DINING LIVING ROOM #2 THHN / 6 CIRCUITS/ NO. OF LIGHTS 20 / SWITCHES 6 / RECEPTACLES 13 / DISHWASHER 1/ GARBAGE DISPOSALS 1 / RANGES 1 / DISHWASHERS 1 | BAJADA ELECTRIC INC | R | 5704 | 11 | 464 | GATES ST |  | 1 | ISSUED | 2019-09-16
E201909174196 | 2019-09-17 | INSTALL CAR CHARGER | COSMOS ELECTRIC CO **CHECK ID & NOTE*** | R | 1269 | 63 | 910 | CLAYTON ST |  |  | COMPLETE | 2019-09-27
EW201909253760 | 2019-09-25 | RELOCATE UNIT#103 BREAKER PANEL OUT OF CLOSET AND INSTALL ARK FAULT BREAKER FORKITCHEN COUNTER | UNIACKE ELECTRIC | R | 6531 | 1 | 3515 | 25TH ST |  | 1 | ISSUED | 2019-09-25
EW201909043302 | 2019-09-04 | 4 WORKSTATIONS FOR MODULAR PARTITION ONLY | SERVICE WEST INC | C | 84 | 8 | 1265 | BATTERY ST |  | 4 | ISSUED | 2019-09-04
EW201909113458 | 2019-09-11 | SERVICE UPGRADE TO 200 AMPS TOTAL REMODEL OF BASEMENT FLOOR NEW LIGHTING AT 1ST FLOOR. | GRANITE ELECTRIC | R | 1389 | 14 | 289 | 29TH AV |  | 1 | ISSUED | 2019-09-11
E201909234334 | 2019-09-23 | KITCHEN REMODEL; 1 BATHROOM REMODEL; 1 "NEW" BATHROOM AND LAUNDRY ROOM AND FAMILY ROOM AS SHOWN ON APPROVED PLANS. 1 60A SUBPANEL/ 57 LIGHTS 20 SWITCHES 35 RECEPTACLES 2 FANS 1 DISHWASHER 1 GARBAGE DISPOSAL 1 MICROWAVE 5 SMOKE DETECTORS | LIBERTY CONSTRUCTION | R | 5073 | 52 | 48 | GILLETTE AV |  |  | ISSUED | 2019-09-23
EW201909173585 | 2019-09-17 | ADD NEW BATHROOMS NEW LIGHTING NEW RECEPTACLES A/C UNITS KITCHEN AREA.POWER AND DATA CONDUITS IN CONCRETE. | MAL ROGERS ELECTRIC | C | 3777 | 11 | 629 | BRYANT ST |  | 1 | ISSUED | 2019-09-17
EW201909103417 | 2019-09-10 | EDLEN ELECTRICAL WILL BE PROVIDING TEMPORARY WIRING FOR 40TH ANNUAL NPH AFFORDABLE HOUSING AT THE SAN FRANCISCO MARRIOTT MARQUIS. | EDLEN ELECTRICAL EXHIBITION SVCS OF CA | C | 3706 | 96 | 780 | MISSION ST |  | 1 | ISSUED | 2019-09-10
EW201909173588 | 2019-09-17 | 1] TO REPLACE TWO EXISTING ELECTRICAL PANELS DAMAGE BY RUST SALT PANELS AND METERS SOCKETS WITH DE SAME EQUIPMENT 2] RUN NEW FEEDER 60 AMPS 220 VOLT TO TOP FLOOR UNIT FOR NEW KITCHEN REMODELING INSTALL PANEL ONLY WIRING TO BE DONE OTHERS UNDER OTHER CONTRACT. 3] RUN FEEDER 60 AMPS 220 VOLT FOR FUTURE USE FOR TOP FLOOR LEAVE WIRE IN FLOOR TOP FLOOR HAS TO BE INSPECTED 4] INSTALL NEW GROUNDING SISTEM FOR THIS NEW MAIN SERVICE | L & L ELECTRIC | R | 2449 | 43 | 2626 | GREAT HY |  | 1 | COMPLETE | 2019-09-26
E201909244386 | 2019-09-24 | STEEL CONCRETE GROUND | MARS GENERAL ELECTRIC INC ( CHECK I. D.) | R | 5517 | 56 | 114 | PRECITA AV |  |  | ISSUED | 2019-09-24
EW201909113461 | 2019-09-11 | LIGHTING AND OUTLET FOR REMODELED UNIT #1 | J.D. YOUNG ELECTRICAL CO. | R | 749 | 002C | 1115 | WEBSTER ST |  | 1 | ISSUED | 2019-09-11
EW201909033255 | 2019-09-03 | INSTALLATION & REMODEL ELECTRIC WORK FOR NEW BATH ROOM & (E) BATH ROOM (E) KITCHEN AT 2ND FLOOR. | RUBY PLUMBING & ELECTRICAL | R | 1909 | 28 | 1634 | 35TH AV |  | 1 | ISSUED | 2019-09-03
EW201909033249 | 2019-09-03 | STUDIO OVER GARAGE REWIRE | EDWARD FITZGERALD ELECTRIC | R | 988 | 19 | 3673 | JACKSON ST |  | 12 | ISSUED | 2019-09-03
EW201909193631 | 2019-09-19 | 1 INSPECTION TO COMPLETE FINAL RESIDENTIAL | DOWLING ELECTRIC | R | 6539 | 23 | 935 | DIAMOND ST |  | 0 | ISSUED | 2019-09-19
EW201909053342 | 2019-09-05 | CONDO CONVERSION CC - 8350 | CHASOV ELECTRICAL VOICE & DATA | R | 1571 | 3 | 633 | 28TH AV |  | 1 | ISSUED | 2019-09-05
E201909043856 | 2019-09-04 | KITCHEN AND BATHROOM REMODEL. REWIRE UNIT SUB PANEL | J Z CONSTRUCTION | R | 3584 | 10 | 111 | HANCOCK ST |  |  | ISSUED | 2019-09-04
E201909184214 | 2019-09-18 | INSTALL CIRCUIT FOR NEW WINE REFRIGERATOR & SOUL CYCLE. MOVE TWO CAN LIGHTS. INSTALL FOUR PLUGS. | LUPO DEVELOPMENT CONSTRUCTION | R | 562 | 20 | 2455 | VALLEJO ST |  |  | ISSUED | 2019-09-18
E201909264466 | 2019-09-26 | ALL ELECTRICAL INCLUDING SWITCHES OUTLETS AND LIGHTS ON THE GROUND FLOOR KITCHEN ONLY. | APPLIED REMEDIAL TECH. DBA AREMTECH INC | R | 2445 | 31 | 4341 | ULLOA ST |  |  | ISSUED | 2019-09-26
E201909184247 | 2019-09-18 | RETAIL 1. TENANT IMPROVEMENT WITH 800 AMP MAIN SERVICE WITH 400AMP SUBPANEL LIGHTING RECEPTACLES EXHAUST FANS HEATER INSTA HOT . 1937 SQFT. 2 1/2" C (4) #350 MCM 400 AMP 7 CIRCUITS 42 TC 3 PHASE 4 WIRE 16 LIGHTS 8 SWITCHES 25 RECEPTACLES 1 FAN | TROY WILLIAMS-TAN ELECTRIC | C | 1193 | 9 | 2104 | HAYES ST |  |  | ISSUED | 2019-09-18
EW201909283828 | 2019-09-28 | INSTALL NEW LIGHTS AND SMOKES IN UNIT. CLEAN UP WET BAR WIRING IN UNIT 608 | WEST ELECTRIC AND LIGHTING | R | 697 | 39 | 1400 | GEARY BL |  | 6 | ISSUED | 2019-09-28
E201909043854 | 2019-09-04 | APT 302: REMODEL KTICHEN: INSTALL GFI G/D D/W AND M/W AND HOOD. | YIU'S CONSTRUCTION CO | R | 1372 | 18 | 5000 | CALIFORNIA ST | 0 |  | ISSUED | 2019-09-04
EW201909163541 | 2019-09-16 | WIRE REMODELED KITCHEN AND BATHROOM AND MOVE SUB PANEL FROM CLOSET. | J O'DRISCOLL ELECTRICAL INC | R | 3608 | 71 | 3621 | 20TH ST | 0 | 1 | ISSUED | 2019-09-16
EW201909163522 | 2019-09-16 | KITCHEN AND BATHROOM REMODEL | K A LAU CONSTRUCTION | R | 3281 | 39 | 1920 | OCEAN AV | 1 | 1 | ISSUED | 2019-09-16
EW201909023240 | 2019-09-02 | RENEW PERMIT# 201704174872 FOR FINAL INSPECTION | C J CONSTRUCTION | R | 1066 | 30 | 680A | SPRUCE ST |  | 3 | COMPLETE | 2019-09-05
E201909234331 | 2019-09-23 | REMODEL THE BATHROOM: 9 LIGHTS 4 SWITCHES 4 RECEPTACLES 1 FAN 1 STEAM MACHINE. | ANDY ELECTRIC SERVICES | R | 4008 | 002F | 543 | RHODE ISLAND ST |  |  | ISSUED | 2019-09-23
EW201909043293 | 2019-09-04 | EV CHARGER - NEMA 14-50 INSTALL. | COIL ELECTRIC | R | 2002 | 25 | 1778 | 48TH AV |  | 1 | COMPLETE | 2019-09-13
E201909174209 | 2019-09-17 | INSTALLATION OF NEW SUBPANEL AND 2 DEDICATED LINES FOR FURANCE AND EV CHARGER. | VALUE ELECTRICAL CONSTRUCTION | R | 2985 | 11 | 224 | JUANITA WY |  |  | ISSUED | 2019-09-17
EW201909163529 | 2019-09-16 | SUPPLY & INSTALL GARAGE DOOR & OPENER | GARAGE DOORS INCORPORATED | R | 1424 | 33 | 218 | 10TH AV |  | 1 | ISSUED | 2019-09-16
E201909194271 | 2019-09-19 | NEW ELECTRICAL FIXTURES AND WIRING AS NEEDED FOR NEW BATHROOM LAYOUT CHANGE. | TERENCE MCMAHON CONSTRUCTION | R | 1053 | 33 | 2721 | BUSH ST |  |  | ISSUED | 2019-09-19
E201909254436 | 2019-09-25 | ADD A MUD ROOM TWO BEDROOMS AND A FULL BATHROOM ON 1ST FLOOR. UPGRADE THE SUB PANEL. | TOPLINE BUILDERS CORP | R | 6959 | 13 | 1921 | ALEMANY BL |  |  | ISSUED | 2019-09-25
EW201909063378 | 2019-09-06 | STANCHIONS AND INFRASTRUCTURE FOR FUTURE SOLAR INSTALLATION | LUMINALT ENERGY CORPORATION | R | 5802 | 6 | 20 | GENEBERN WY |  | 1 | ISSUED | 2019-09-06
EW201909253747 | 2019-09-25 | REMOVAL OF EXISTING ROOFTOP PHOTOVOLTAIC SYSTEM. INSTALLATION OF STANCHIONS FOR FUTURE ROOFTOP PHOTOVOLTAIC SYSTEM. | LUMINALT ENERGY CORPORATION | R | 603 | 004B | 2250 | WASHINGTON ST |  | 1 | ISSUED | 2019-09-25
EW201909193627 | 2019-09-19 | INSTALLATION OF A BATTERY BACKUP ENERGY STORAGE SYSTEM. EQUIPMENT TO INCLUDE (1) TESLA BACKUP GATEWAY (1) TESLA POWERWALL 2 AND (1) BACKUP LOADS PANEL. | LUMINALT ENERGY CORPORATION | R | 1039 | 10 | 55 | JORDAN AV |  | 1 | ISSUED | 2019-09-19
E201909043850 | 2019-09-04 | SOLAR PV PLAN 2472 INSTALL: 12 MODULES 360 WATTS PER MODULE 4.32 (DC) KW. SUBPANEL AND 240V RECEPTACLE PAID FOR WITH PERMIT EW201908162907 | LUMINALT ENERGY CORPORATION | R | 7527 | 4 | 412 | GOLD MINE DR |  |  | COMPLETE | 2019-09-23
E201909094005 | 2019-09-09 | INSTALLATION OF A NEW FIRE ALARM SYSTEM WITH LOW FREQUENCY SOUNDERS IN ALL LIVING AND BEDROOMS; SPRINKLERS INTALLED IN NEW ADU OR GROUND FLOOR ARE MONITORED SPRINKLER PA 2018-0918-0603 AND PA 2016-0829-6273 | BAY ALARM COMPANY | R | 1406 | 5 | 331 | 27TH AV | 0 |  | ISSUED | 2019-09-09
EW201909123476 | 2019-09-12 | INSTALL SOLAR PANELS 1.8KW (6 PANELS) | TESLA ENERGY OPERATIONS | R | 4027 | 23 | 636 | SAN BRUNO AV |  | 1 | ISSUED | 2019-09-12
EW201909183615 | 2019-09-18 | WHOLE HOUSE REWIRE NEW 200 AMP SERVICE U-FER GROUND. | CAHALANE ELECTRIC INC | R | 2888A | 8 | 30 | VASQUEZ AV |  | 1 | ISSUED | 2019-09-18
EW201909053337 | 2019-09-05 | UPGRADE SUB PANEL TO ACCOMMODATE NEW ELECTRICAL FOR KITCHEN. DEMO EXISTING EXPOSED NON GROUNDED WIRING FEEDING THE KITCHEN. KITCHEN REMODEL PER CODE | BRILLIANT HOMES INC | R | 6593 | 004A | 222 | DUNCAN ST |  | 222 | ISSUED | 2019-09-05
EW201909053335 | 2019-09-05 | INSTALLATION OF 14 MODULAR WORK STATIONS | ALL MODULAR SYSTEMS INC. | C | 3715 | 1 | 100 | THE EMBARCADERO * |  | 2 | COMPLETE | 2019-09-13
EW201909193637 | 2019-09-19 | INSTALLATION OF (105) MODULAR WORKSTATIONS | ALL MODULAR SYSTEMS INC. | C | 292 | 8 | 120 | KEARNY ST |  | 8 | ISSUED | 2019-09-19
E201909043870 | 2019-09-04 | TO RENEW E20170897333 (UNIT 1. RELOCATE KITCHEN CONVERT CURRENT KITCHEN LOCATION TO BEDROOM ADD NEW BATH AND LAUNDRY ROOM AND REMODEL 3 BEDROOMS) | BAY C T CONSTRUCTION INC | R |  |  | FILED | 2019-09-04
E201909184231 | 2019-09-18 | UPGRADE EXISTING SUBPANEL TO 100 AMP. INSTALL NEW LIGHTING OUTLETS PER PLANS TO NEW ADDITION. | A BARRIOS GENERAL BUILDING CONTRCTOR PAI | R | 517 | 6 | 2010 | FILBERT ST | 0 |  | ISSUED | 2019-09-18
E201909124093 | 2019-09-12 | UNIT #505: REHABILITATE (E) BATHROOM (E) KITCHEN. UPGRADE (E) WASHER/DRYER NEW PANEL | B-SIDE INC. | R | 333 | 14 | 346 | LEAVENWORTH ST |  |  | ISSUED | 2019-09-12
E201909194283 | 2019-09-19 | UNIT # 506: REPLACE OUTLETS IN BAHTROOM. | B-SIDE INC. | R | 692 | 5 | 1020 | POST ST | 0 |  | ISSUED | 2019-09-19
E201909063963 | 2019-09-06 | REPLACE MAIN PANEL AND 2 SEPARATE METER 1 NEW FOR ADU. REWIRE ENTIRE HOUSE WITH NEW WIRING/ NEW OUTLET FOR DRYER AND WASHER. | AAA CONSTRUCITON & PAINTING | R | 2346 | 35 | 645 | SANTIAGO ST |  |  | ISSUED | 2019-09-06
EW201909193638 | 2019-09-19 | SERVICE UPGRADE TO 200 AMPS. INSTALL TESLA WALL CONNECTOR. REPLACE FEDERAL PACIFIC SUB-PANEL. | MC WHERTER ELECTRIC | R | 3001A | 10 | 672 | TERESITA BL |  | 1 | COMPLETE | 2019-09-27
EW201909223667 | 2019-09-22 | GROUND FLOOR EXISTING ELECTRICAL LEGALIZE. | SURPASS ELECTRIC | R | 3605 | 6 | 838 | CHURCH ST |  | 1 | ISSUED | 2019-09-22
E201909174185 | 2019-09-17 | UFER GROUND | BILL ELECTRIC COMPANY | R | 1064 | 40 | 170A | COMMONWEALTH AV |  |  | ISSUED | 2019-09-17
E201909254421 | 2019-09-25 | REPLACE AN EXISTING LIGHT INSIDE GARAGE | S & K CONSTRUCTION | R | 1830 | 17 | 1467 | 23RD AV |  |  | ISSUED | 2019-09-25
E201909093985 | 2019-09-09 | SOLAR PLAN #2473: 21 PV MODULES 350 WATTS PER MODULE 7.35 (DC) KW. | AMERICAN SOLAR CORPORATION | R | 563 | 21 | 2355 | VALLEJO ST |  |  | ISSUED | 2019-09-09
EW201909173556 | 2019-09-17 | NEW KITCHEN BATH X2 ADD CAN LIGHTS | PAURIC ELECTRIC | R | 1020 | 66 | 3318 | CALIFORNIA ST | 2 | 1 | ISSUED | 2019-09-17
EW201909183590 | 2019-09-18 | NEW CAN LIGHTS THROUGH OUT KITCHEN BATHROOMS HALLWAY REWIRE. ADDING NEW PLUGS | PAURIC ELECTRIC | R | 503 | 85 | 2701 | VAN NESS AV | 710 | 7 | ISSUED | 2019-09-18
E201909184259 | 2019-09-18 | MASTER BATH REMODEL. (1) 40 AMP TRANSFORMER. 2 CIRCUITS 7 LIGHTS 4 SWITCHES. 1 MINI SPLIT. 4 RECEPTACLES. | BUILDING LAB | R | 7537 | 55 | 619 | 29TH ST |  |  | ISSUED | 2019-09-18
EW201909233682 | 2019-09-23 | HORIZONTAL CABLING AND CONNECTIVITY WITH IDF ROOM BUILD-OUT TO DESIGNATED WALL FLOOR LOCATIONS PATCH PANEL | MCMILLAN DATA COMMUNICATIONS | R | 233 | 44 | 4 | EMBARCADERO CENTER * |  | 40 | ISSUED | 2019-09-23
EW201909043274 | 2019-09-04 | HORIZONTAL CABLING AND CONNECTIVITY TO IT ROOM AND DESIGNATED WALL OUTLETS | MCMILLAN DATA COMMUNICATIONS | R | 3720 | 9 | 415 | MISSION ST |  | 50 | ISSUED | 2019-09-04
EW201909103412 | 2019-09-10 | ANSUL INSPECTION FOR EXISTING POWER | POLR ELECTRIC | C | 1434 | 38 | 151 | CLEMENT ST |  | 1 | COMPLETE | 2019-09-26
EW201909193633 | 2019-09-19 | FULL ELECTRICAL REMODEL | JOHN CUNNINGHAM ELECTRIC | R | 1337 | 22 | 10 | 22ND AV |  | 3 | ISSUED | 2019-09-19
E201909104023 | 2019-09-10 | ADD 1 FAN 2 RECECED LIGHTS 2 SWITCHES | M BAY AREA GENERAL CONTRACTORS CORP. | R | 3617 | 76 | 3335 | 21ST ST |  |  | ISSUED | 2019-09-10
EW201909073380 | 2019-09-07 | JUNCTION EXISTING CONDUCTORS AND RE-ROUTE OTHERS TO ACCOMMODATE LARGER PASSWAY AT DINING ROOM. NO NEW WIRING IS IN SCOPE. | STEELE WATSON ELECTRICAL SERVICES | R | 1237 | 34 | 1085 | PAGE ST |  | 1 | ISSUED | 2019-09-07
EW201909103414 | 2019-09-10 | INSTALLATION OF THREE NEW 20A 120V CIRCUITS FOR 5 NEW RECEPTACLES AND THE REPLACEMENT OF THE EXISTING ELECTRICAL SUB-PANEL. | SWITCHED ELECTRIC | R | 6542 | 42 | 730 | CLIPPER ST |  | 1 | COMPLETE | 2019-09-16
EW201909183599 | 2019-09-18 | REPLACE 100 AMP MAIN SERVICE PANEL LIKE FOR LIKE. | ALECO ELECTRIC | R | 5354A | 6 | 344 | THORNTON AV |  | 1 | ISSUED | 2019-09-18
E201909244405 | 2019-09-24 | GENERAL UPGRADE REPLACE ALL WIRE TO ROMEX CABLE INSTALL 200 AMP MAIN PANEL CEILING/WALL LIGHTS ALL APPLIANCES; 90 LIGHTS 45 SWITCHES 80 RECEPTACLES 5 FANS 1 DISHWASHER 1 GARBAGE DISPOSAL 1 MICROWAVE 1 RANGE 6 SMOKE DETECTORS APPLIANCES | THE GREAT OCEAN GENERAL CONTRACTOR | R | 5536A | 9 | 56 | MACEDONIA ST |  |  | ISSUED | 2019-09-24
E201909244404 | 2019-09-24 | REMODEL BATHROOM IN KIND. LIKE FOR LIK. INSTALL BATHROOM FAN AND LIGHTING. LIGTH SWITCHES AND GFCI OUTLETS. | THE GREAT OCEAN GENERAL CONTRACTOR | R | 1191 | 57 | 2263 | FULTON ST |  |  | ISSUED | 2019-09-24
E201909274489 | 2019-09-27 | 8 LIGHTS 6 SWITCHES 12 PLUGS 1 DW 1 GD 1 MW 1 RANGE | O'SHEA CO. HOME GROWN CONSTRUCTION | R | 1198 | 35 | 1635 | GROVE ST |  |  | ISSUED | 2019-09-27
EW201909263771 | 2019-09-26 | REPLACE (4) EXISTING FEDERAL PACIFIC ELECTRIC SUB PANELS IN THE BASEMENT WITH (4) NEW MURRAY SUB PANELS. INSTALL NEW GROUNDING SYSTEM. INSTALL NEW GFCI PLUG SWITCH AND LIGHT NEXT TO SUB PANELS. | A & S ELECTRIC LLC | R | 214 | 2 | 1247 | TAYLOR ST |  | 1 | ISSUED | 2019-09-26
E201909104012 | 2019-09-10 | APT 406: REWIRE WHOLE APARTMENT INSTALL 40 AMPS 16 BREAKER SPACES PANEL INSTALL 6 RECEPTACLES AND 1 LIGHT AT BEDROOM EXHAUST FAN AND LIGHT AT HALL FAN AND LIGHT AT BATH. REWIRE WHOLE KITCHEN. | S T ELECTRIC | R | 803 | 15 | 700 | STEINER ST |  |  | ISSUED | 2019-09-10
EW201909243728 | 2019-09-24 | REPLACE LIGHTING FIXTURE .NEW OUTLET AND LIGHT AT RESTROOM .NEW SUB PANEL | Y & C ELECTRICAL.INC | C | 3641 | 23 | 3194 | 24TH ST |  | 1 | ISSUED | 2019-09-24
EW201909123500 | 2019-09-12 | UNIT #2: INSTALL ONE OUTLET AT KITCHEN COUNTERTOP .ONE OUTLET FOR FRIDGE .AND NEW OUTLET AT BATHROOM .NEW SWITCH AND EF. NEW SUBPANEL (40A) | Y & C ELECTRICAL.INC | R | 1229 | 17 | 520 | SHRADER ST | 0 | 2 | ISSUED | 2019-09-12
EW201909103419 | 2019-09-10 | GARAGE REMODEL COUPLE LIGHTS GARAGE DOOR OPENER | PACIFIC EAGLE ELECTRIC INC | R | 3605 | 19 | 3660 | 21ST ST |  | 1 | COMPLETE | 2019-09-17
E201909033812 | 2019-09-03 | UNIT S3-426: KITCHEN & BATHROOM REPLACE (E) RECEPTACLES SWITCHES LIGHTS WITH LIKE NEW | PS2 INC | R | 750 | 19 | 1545 | EDDY ST |  |  | ISSUED | 2019-09-03
E201909033844 | 2019-09-03 | INSTALL400 AMP SERVICE. | RELIABLE CONSTRUCTION INC | R | 849 | 24 | 565 | PAGE ST |  |  | ISSUED | 2019-09-03
E201909124107 | 2019-09-12 | UNIT 001: INSTALL NEW SUBPANEL NEW OUTLETS NEW LIGHTS SWITCHES RECEPTACLES THROUGHOUT UNIT INCLUDING KITCHEN & BATHROOM REMODELING. ADD CKTS FOR NEW LAUNDRY BOX. | GRIZZLY BUILDERS INC. | R | 872 | 1 | 15 | HERMANN ST |  | APT 1 | ISSUED | 2019-09-12
E201909194289 | 2019-09-19 | REMOVE EXISTING TUB. REPLACE W/ WALKIN JET TUB. ADD 1 20 AMP CIRCUIT FOR OUTLET. MINOR DRYWALL PATCH | SAFE STEP WALK-IN TUB COMPANY INC. | R | 1521 | 16 | 483 | 23RD AV |  |  | ISSUED | 2019-09-19
E201909124120 | 2019-09-12 | UNIT 103: KITCHEN & BATHROOM REMODEL 10 LIGHTS 10 SWITCHES 10 RECEPTACLES 1 FAN 1 DISHWASHER 2 SMOKE DETECTORS | BRIGHTER BAY BUILDERS INC | R | 1422 | 45 | 230 | 12TH AV |  |  | ISSUED | 2019-09-12
E201909264464 | 2019-09-26 | T.I. OF CONFERENCE ROOM. | I E C ELECTRICAL CONTRACTORS INC | C | 7255 | 2 | 1595 | SLOAT BL |  |  | ISSUED | 2019-09-26
E201909164168 | 2019-09-16 | REMODEL KITCHEN AND MASTER BATHROOM. REPLACE WIRING AND ELECTRICAL FIXTURES AS NEEDED FOR REMODEL | LAKE MARINE CONSTRUCTION INC | R | 3602 | 144 | 627 | CASTRO ST |  |  | ISSUED | 2019-09-16
E201909043884 | 2019-09-04 | UNIT 332: REMODEL KITCHES NEW PLUGS LIGHTS SWITCHES. | ELDREDGE WOODWORKS | R | 3774 | 365 | 200 | BRANNAN ST | 332 |  | ISSUED | 2019-09-04
E201909274476 | 2019-09-27 | 1ST FL REAR YARD MASTER BEDROOM FAM ROOM 1/2 BATH - ROOF DECK LIGHTING. AND MAIN SERVICE RELOCATED. | BARAHONA BROTHERS CONSTRUCTION INC. | R | 2999B | 25 | 48 | MOLIMO DR |  |  | ISSUED | 2019-09-27
E201909104038 | 2019-09-10 | KITCHEN REMODEL - RUN CIRCUITS FOR ALL APPLIANCES SAME LOCATION. REPLACE ELECTRICAL SUB PANEL WITH A NEW 70 AMP SUB PANEL. REPLACE CAN LIGHTS WITH LED. | S & I CONSTRUCTION INC | R | 144 | 60 | 455 | VALLEJO ST | 412 |  | ISSUED | 2019-09-10
EW201909053316 | 2019-09-05 | RE WIRING 4 BATHROOMS KITCHEN AND DINING ROOM | HERTZ ELECTRIC | R | 6957 | 48 | 61 | ONONDAGA AV |  | 1 | ISSUED | 2019-09-05
E201909043864 | 2019-09-04 | SITE: POLE HAIGT025 NEAREST 156 PARNASSUS STREET : INSTALLATION OF 3RD PARTY COMMUNICATION EQUIOPMENT ON PG&E POLE. INSTALL EQUIPMENT - ELECTRICAL METER DISCONNECT BOX RADIOS AND ANTENNAE; 2-10AWG 2X15AMP CKTS. | PINNACLE POWER SERVICES INC | C | 9999 | 999 | 999 | UNKNOWN * |  | 156 PARNASSUS | COMPLETE | 2019-10-01
E201909094006 | 2019-09-09 | SUBPANEL FROM MAIN PANEL. GARAGE. 70 AMP SERVICE. 16 LIGHTS 4 SWITCHES 8 RECEPTACLES 1 FAN 1 DISHWASHER 1 GARBAGE DISPOSAL 1 RANGE 3 SMOKE DETECTORS. | DLIU CONSTRUCTION | R | 1508 | 31 | 534A | 37TH AV |  | 1/F | ISSUED | 2019-09-09
E201909043858 | 2019-09-04 | INSTALL (1) ILLUMINATED WALL SIGN FOR "INDIE SUPERETTE" | FLUORESCO SERVICES LLC/EVERBRITE WEST LL | C | 533 | 40 | 3060 | FILLMORE ST | 0 | 1/F | ISSUED | 2019-09-04
E201909254414 | 2019-09-25 | REMODEL BATHROOM. REWIRE. NEW PLUGS LIGHTS SWITCHES. | COASTWIDE ELECTRIC | R | 1285 | 21 | 49 | ALMA ST |  |  | ISSUED | 2019-09-25
E201909093977 | 2019-09-09 | UNIT 306. UPGRADE SUBPANEL IN UNIT 306. NEW KITCHEN & BATH WITH W/D CIRCUITS. 125 AMP NEW SERVICE. #2 FEEDER. 16/32 SUBPANEL. 8 LIGHTS 4 SWITCHES 15 RECEPTACLES 1 FAN 1 DISWASHER 1 GARBAGE DISPOSAL 1 RANGE 2 SMOKE DETECTOR. | BOSS CONSTRUCTION INC. | R | 41 | 35 | 22 | VANDEWATER ST |  |  | ISSUED | 2019-09-09
E201909264460 | 2019-09-26 | INSTALL FUEL OIL SYSTEM CONTROL | MAGNUM CONSTRUCTION GROUP INC | R | 1202 | 002J | 1282 | HAYES ST |  |  | ISSUED | 2019-09-26
EW201909093403 | 2019-09-09 | TIE IN EXISTING ANSUL SYSTEM TO THE FIRE ALARM PANEL | MAGNUM CONSTRUCTION GROUP INC | R | 646 | 3 | 1431 | POLK ST |  | 1 | COMPLETE | 2019-09-09
E201909174202 | 2019-09-17 | 2ND FLOOR: FOR NEW INDIVIDUAL STUDIO SPACE REMODEL (E) KITCHEN ADD ACCESSIBLE RESTROOM. ADD VERTICAL LIFT MOVE STAIRS. TWO METER SOCKETS AND UPPER AND LOWER FLOORS MAIN BREAKER SUBPANELS. REFERENCE TO E201909174198(1137 HOWARD STREET) | INTELLIGENT ENERGY LLC | C | 3730 | 90 | 1139 | HOWARD ST |  |  | ISSUED | 2019-09-17
E201909174198 | 2019-09-17 | 1ST FLOOR: WIRING FOR NEW INDIVIDUAL STUDIO SPACE REMODEL (E) KITCHEN ADD ACCESSIBLE RESTROOM. ADD VERTICAL LIFT MOVE STAIRS. TWO METER SOCKETS AND UPPER AND LOWER FLOORS MAIN BREAKER SUBPANELS. REFERENCE PERMIT #E201909174202(1139 HOWARD STREET) | INTELLIGENT ENERGY LLC | C | 3730 | 90 | 1137 | HOWARD ST |  |  | ISSUED | 2019-09-17
E201909234372 | 2019-09-23 | APT 407: CONVERT (E) KITCHEN TO BEDROOM RELOCATE KITCHEN. REHAB (E) BATHROOM INSTALL WASHER/DRYER. NEW PLUGS LIGHTS SWITCHES. | AXEL8 CONSTRUCTION | R | 322 | 3 | 516 | ELLIS ST |  |  | ISSUED | 2019-09-23
EW201909183603 | 2019-09-18 | INSTALL 16 ELECTRIC VEHICLE CHARGING STATIONS. | VIDEO VOICE DATA COMMUNICATIONS | C | 3737 | 42 | 450 | FOLSOM ST |  | 1 | COMPLETE | 2019-09-24
E201909043868 | 2019-09-04 | REMODEL BATHROOM. ADD (2) LED RECESSED LIGHTS. REPLACE FAN | GREEN BAY REMODELING INC | R | 6917A | 25 | 84 | ENTRADA CT |  |  | ISSUED | 2019-09-04
EW201909093402 | 2019-09-09 | CONSOLATION REGARDING SERVICE UPGRADE REQUESTED BY INSURANCE PROVIDER | KEVIN FRANCIS RAFFERTY ELECTRIC | R | 529 | 018B | 1799 | FILBERT ST | 0 | 1 | ISSUED | 2019-09-09
EW201909193616 | 2019-09-19 | SERVICE CHANGE 200A AND DISTRIBUTION | LIGHT RAY ELECTRIC | R | 1845 | 29 | 1464 | 09TH AV |  | 1 | COMPLETE | 2019-09-25
E201909063954 | 2019-09-06 | SOLAR PV PLAN 2466 INSTALL: 23 MODS 320 W/MOD 7.36 (DC)KW SYS. BATTERIES 7.36 KW ROOFTOP SOLAR SYSTEM & LG 10H 9.8 KW BATTERY | FREEDOM FOREVER LLC | R | 524 | 23 | 1365 | GREENWICH ST |  |  | ISSUED | 2019-09-06
EW201909243704 | 2019-09-24 | ACCESS CONTROL SYSTEM THAT INTERFACES WITH LIFE SAFETY SYSTEM | MC MILLAN SECURITY SYSTEMS INC | C | 329 | 1 | 800 | MARKET ST |  | 6 | ISSUED | 2019-09-24
E201909174182 | 2019-09-17 | TO COMPLY WITH DBI VIOLATION #201964761 - REPLACE (5) WALL PACK LIGHTING AT EXTERIOR OF BUILDING AND ADD 11 NEW FIXTURES. | KADCO CONSTRUCTION & BUILDING SERVICES | C | 3511 | 26 | 99 | SOUTH VAN NESS AV |  |  | COMPLETE | 2019-09-24
E201909093970 | 2019-09-09 | KITCHEN REMODEL. BRING ELECTRICAL UP TO CODE INSTALL TITLE 24 CAN LIGHTS RECEPTACLES CIRCUITS | KITCHEN FANTASTIC | R | 7031 | 011F | 74 | DEL MONTE ST |  |  | ISSUED | 2019-09-09
E201909134133 | 2019-09-13 | INSTALL A TESLA CHARGER 240V - 32A IN BASEMENT | EVCHARGER EXPERT | R | 0460A | 48 | 3653 | BUCHANAN ST | 1 |  | COMPLETE | 2019-09-23
E201909114047 | 2019-09-11 | LIGHTING UPGRADE TO LED IN COMMON AREA OF APARTMENT BUILDING. 450 LIGHTS | SITELOGIQ INC | R | 2636 | 3 | 8 | LOCKSLEY AV |  |  | ISSUED | 2019-09-11
E201909063955 | 2019-09-06 | UPDATE KITCHEN AND BATH. ADD 1 BATH AT LOWRE FL SHOWER PAN | ZHIZHAO LIU CONSTRUCTION CO | R | 2982 | 39 | 1057 | PORTOLA DR |  |  | ISSUED | 2019-09-06
E201909194290 | 2019-09-19 | REVISION TO E/P 20190422749 AMEND DESCRIPTION INSTALL 16 ROOF MOUNTED PV MODS 360 W MOD 5.76KW TOTAL RATING PLAN 2148-R2 | AVITA ELECTRIC | R | 7173 | 39 | 195 | SHAKESPEARE ST |  |  | COMPLETE | 2019-09-26
E201909033811 | 2019-09-03 | REWIRE KITCHEN BATH FAMILY AND MASTER BED AT TOP FLOOR. LIGHTS SWITCHES RECEPTACLES GAR DISP MICRO RANGE FANS SMOKE DETECTORS DISHWASHERS | PACIFIC ELECTRIC | R | 533 | 52 | 2939 | WEBSTER ST |  |  | ISSUED | 2019-09-03
E201909053926 | 2019-09-05 | INSTALL L/V CAT 5E CABLES FROM NETWORK RACK IN BACK OF ROOM TO FRONT COUNTER & MENU BOARD WALL. INSTALL ALL L/V DATA AND TELECOM. | WYLIE'S COMMUNICATION NETWORKS | C | 291 | 12 | 44 | MONTGOMERY ST |  |  | COMPLETE | 2019-09-16
E201909274490 | 2019-09-27 | UNIT #2 APARTMENT REMODEL BATH KITCHEN NEW 60 AMP SUBPANEL WASHER/DRYER. | US CONSTRUCTION CALIFORNIA INC | R | 496 | 016A | 1555 | CHESTNUT ST |  |  | ISSUED | 2019-09-27
EW201909173579 | 2019-09-17 | INSTALLATION OF EVSE ON NEW 40 AMP CIRCUIT INSIDE EXISTING HOUSE PANEL. | EVERCHARGE INC | C | 3730 | 293 | 99 | RAUSCH ST |  | 1 | ISSUED | 2019-09-17
EW201909233691 | 2019-09-23 | INSTALLATION OF 2 100A 3 PHASE 208Y/120V EV PANELS. ONE FROM SOUTH TOWER HOUSE MAIN DISTROBUTION PANE AND ONE FROM CENTRAL TOWER HOUSE MAIN DISTROBUTION PANEL. | EVERCHARGE INC | R | 1692 | 2 | 855 | LA PLAYA * |  | 1 | ISSUED | 2019-09-23
E201909204320 | 2019-09-20 | ADJACENT TO 131 RIVOLI ST. PG&E UTILITY POLE. INSTALL 2 CELLULAR RADIOS ON UTLITY POLE SERVICING THEM WITH (2) # 2 GROUNDS (2) # 10 HOT (2) # 10 NEUTRAL (2) 30A BREAKERS. AIC: 10 000A | MODUS REX LLC | R | 9999 | 999 | 999 | UNKNOWN * |  |  | ISSUED | 2019-09-20
EW201909063366 | 2019-09-06 | SURVEY INSPECTION | BV ELECTRIC INCORPORATED | R | 5501 | 34 | 3115 | MISSION ST |  | 1 | COMPLETE | 2019-09-16
E201909254426 | 2019-09-25 | UPGRADE ELECTRICAL PANEL UP TO CODE. | GREENSTAR BUILDERS INC | R | 1361 | 51 | 237 | ARGUELLO BL | 3 |  | ISSUED | 2019-09-25
EW201909273818 | 2019-09-27 | COMPLETE RE WIRE OF APARTMENT | P I ELECTRIC INC | R | 1450 | 42 | 334B | 19TH AV |  | 1 | ISSUED | 2019-09-27
E201909244378 | 2019-09-24 | ADD 7 INTERIOR RECESSED LIGHTS 8 NEW SWITCHES 5 EXTERIOR LIGHTS & 1 SCONSE. |  | R | 6124 | 014B | 733 | GOETTINGEN ST |  |  | ISSUED | 2019-09-24
EW201909033264 | 2019-09-03 | TI - LIGHTING POWER AND LIFE SAFETY SECTOR 1 LEVEL 5 | DECKER ELECTRIC CO INC | R | 8727 | 8 | 1800 | OWENS ST |  | 5 | ISSUED | 2019-09-03
EW201909263775 | 2019-09-26 | DATA CABLING AND RE-ROUTE | DECKER ELECTRIC CO INC | R | 3783 | 9 | 650 | TOWNSEND ST |  | 3 4 | ISSUED | 2019-09-26
EW201909123465 | 2019-09-12 | LIGHTING POWER AND LIFE SAFETY FOR SECTOR 1 LEVEL 4. "BLACK BOX". | DECKER ELECTRIC CO INC | C | 8727 | 8 | 1800 | OWENS ST |  | 4 | ISSUED | 2019-09-12
EW201909033254 | 2019-09-03 | (75 SPEAR ST) - OSL SALES GALLERY - TI & LIFE SAFETY | MC MILLAN ELECTRIC | C | 3713 | 6 | 1 | MARKET ST |  | 1 | ISSUED | 2019-09-03
EW201909133507 | 2019-09-13 | HSBC - TI & LIFE SAFETY | MC MILLAN ELECTRIC | C | 230 | 28 | 1 | EMBARCADERO CENTER * |  | 35 | ISSUED | 2019-09-13
EW201909163535 | 2019-09-16 | TPG - IDF RM TI | MC MILLAN ELECTRIC | C | 261 | 17 | 345 | CALIFORNIA ST |  | 19 | ISSUED | 2019-09-16
EW201909273811 | 2019-09-27 | LIFE SAFETY | MC MILLAN ELECTRIC | C | 3740 | 34 | 221 | MAIN ST |  | 16 | ISSUED | 2019-09-27
E201909063933 | 2019-09-06 | TENANT SPACE GROUND FLOOR. 5 CIRCUITS 200 AMP EXISTING SUBPANEL. 11 LIGHTS 9 SWITCHES 30 RECEPTACLES. | MC MILLAN ELECTRIC | C | 1247 | 20 | 1685 | HAIGHT ST |  | 1/F | ISSUED | 2019-09-06
EW201909263761 | 2019-09-26 | (2650 MISSION) SURVEY INSPECTION TO REPLACE THE MAIN SERVICE | MC MILLAN ELECTRIC | C | 3636 | 6 | 2640 | MISSION ST |  | 0 | ISSUED | 2019-09-26
EW201909183596 | 2019-09-18 | INSTALL ELECTRICAL LIGHTING AND LOW VOLTAGE FOR HOTEL/RETAIL NEW CONSTRUCTION. | BRAYER ELECTRIC COMPANY | R | 327 | 11 | 72 | ELLIS ST |  | 1 | ISSUED | 2019-09-18
EW201909093400 | 2019-09-09 | INSTALL PLUG MOLD FOR BIKE CHARGER - 1 (GARAGE) | MCCLURE ELECTRIC INC | C | 3721 | 120 | 555 | MISSION ST | 0 | 1 | COMPLETE | 2019-09-13
EW201909233687 | 2019-09-23 | ADD FIRE ALARM / MONITORING FOR SPRINKLER SYSTEM | BYINGTON ELECTRIC CORP | R | 5016 | 20 | 6635 | 03RD ST |  | 1 | ISSUED | 2019-09-23
EW201909233684 | 2019-09-23 | ADD 20 RECESSED CAN LIGHTS AND 4 PLUGS | BYINGTON ELECTRIC CORP | R | 981 | 8 | 2203 | BRODERICK ST |  | 1 | ISSUED | 2019-09-23
E201909254431 | 2019-09-25 | REWIRE KITCHEN 4 BATHS AND LAUNDRY | OCCIDENTAL EXPRESS | R | 2987A | 7 | 33 | SANTA MONICA WY |  |  | ISSUED | 2019-09-25
EW201909103424 | 2019-09-10 | FIRE ALARM MONITORING OF BUILDING FIRE DAMPERS ON 2ND AND 3RD FLOORS @ 1 MARITIME PLAZA. | PAGANINI ELECTRIC CORP(SEE SIGNATORIES) | C | 204 | 21 | 1 | MARITIME PZ |  | 2 | ISSUED | 2019-09-10
EW201909273813 | 2019-09-27 | GENERAL POWER FOR CONVENIENCE EQUIPMENT AND FURNITURE. HVAC POWER AND NEW DISTRIBUTION @ AMPLE - 100 HOOPER STREET 1ST FLOOR UNIT 6 | PAGANINI ELECTRIC CORP(SEE SIGNATORIES) | C | 3808 | 15 | 100 | HOOPER ST |  | 1 | ISSUED | 2019-09-27
EW201909273806 | 2019-09-27 | WITNESS TEST OF 2-WAY COMM SYSTEM @ 1 MARITIME PLAZA. SEE PERMIT #EW201904039819 | PAGANINI ELECTRIC CORP(SEE SIGNATORIES) | C | 204 | 21 | 1 | MARITIME PZ |  | 1 | ISSUED | 2019-09-27
EW201909273825 | 2019-09-27 | INSTALL AND WIRE FOUR OUTLETS ON DEDICATED CIRCUITS IN CLASSROOM. WIRE FOR A 30 AMPERE 220 VOLT A/C UNIT ON THE ROOF. | DELTA ELECTRIC | R | 5847 | 32 | 300 | GAVEN ST |  | 2 | ISSUED | 2019-09-27
EW201909043294 | 2019-09-04 | LIFE SAFETY/ELECTRICAL UPGRADE - ES9289 | C B F INC | C | 289 | 1 | 225 | BUSH ST |  | 17 | ISSUED | 2019-09-04
EW201909263791 | 2019-09-26 | LS ELECTRICAL UPGRADES - ES9620 | C B F INC | C | 3789 | 7 | 625 | 02ND ST |  | 104 | ISSUED | 2019-09-26
EW201909043282 | 2019-09-04 | ELEC & LIFE SAFETY BUILD OUT - EC2342 | C B F INC | C | 311 | 8 | 88 | KEARNY ST |  | 21 | ISSUED | 2019-09-04
EW201909263792 | 2019-09-26 | LOW VOLTAGE CABLING FOR HVAC CONTROLS EC2304 | C B F INC | C | 329 | 1 | 800 | MARKET ST |  | 6 | ISSUED | 2019-09-26
EW201909203657 | 2019-09-20 | LS/ELEC - INSTALL (4) NOTIFICATION DEVICES - ES9385 FC1699 | C B F INC | C | 288 | 1 | 155 | MONTGOMERY ST |  | 151 | ISSUED | 2019-09-20
EW201909173573 | 2019-09-17 | INSTALL (4) CONNECTIONS - ES9409 | C B F INC | C | 3706 | 47 | 799 | MARKET ST |  | 6 | ISSUED | 2019-09-17
EW201909063361 | 2019-09-06 | ELEC REMODEL IN DISH ROOM - ES8207 | C B F INC | C | 3803 | 5 | 185 | BERRY ST |  | 4000 | ISSUED | 2019-09-06
EW201909063359 | 2019-09-06 | LOBBY AND CORRIDOR UPGRADES - EC2328 | C B F INC | C | 3717 | 12 | 135 | MAIN ST |  | 8 | COMPLETE | 2019-10-03
EW201909263763 | 2019-09-26 | ES9791. F&I ELECTRICAL DUPLEX & RING/STRING OUTLETS FOR TV MONITORS AT [2] LOCATIONS | C B F INC | C | 3709 | 17 | 425 | MARKET ST |  | 6 | ISSUED | 2019-09-26
EW201909183592 | 2019-09-18 | INSTALL (80) CABLES ON THE 31ST FLOOR - MT13439 | METROPOLITAN ELECTRICAL CONSTRUCTION | C | 3713 | 6 | 1 | MARKET ST |  | 31 | ISSUED | 2019-09-18
E201909063944 | 2019-09-06 | APT 300: KITCHEN & BATHROOM REMODELING. INCLUDING REWIRING THROUGHOUT UNIT AND NEW FIXTURES - PLUGS LIGHTS SWITCHES. | SURE INC. | R | 299 | 19 | 861 | SUTTER ST |  |  | ISSUED | 2019-09-06
E201909174192 | 2019-09-17 | #303: REWIRE ENTIRE UNIT WITH NEW PANEL IN UNIT. | SURE INC. | R | 590 | 3 | 2110 | JACKSON ST | 0 |  | ISSUED | 2019-09-17
E201909063931 | 2019-09-06 | TEMPORARY POWER 100 AMP. | LEI'S CONSTRUCTION CO | R | 4073 | 002A | 714 | RHODE ISLAND ST |  |  | COMPLETE | 2019-09-19
E201909063964 | 2019-09-06 | REMODEL WHOLE BUILDING WITH 5 1/2 BATHS 1 KITCHEN 3 SHOWER PANS UPGRADING EXISTING PANEL TO 200 AMP | REN LEI CONSTRUCTION CO | R | 978 | 9 | 2424 | DIVISADERO ST |  |  | ISSUED | 2019-09-06
E201909093983 | 2019-09-09 | NEW CIRCUIT FOR GAS FURNACE - SWITCH AND 2 RECEPTACLES | HOLEC ELECTRIC | R | 1637 | 17 | 693 | 07TH AV |  |  | ISSUED | 2019-09-09
EW201909123489 | 2019-09-12 | RELOCATE 208 EXISTING CAT6 CABLES AND ADD 16 NEW CAT6 CABLES | W. BRADLEY ELECTRIC | C | 3710 | 20 | 333 | MARKET ST |  | 14 | ISSUED | 2019-09-12
EW201909173560 | 2019-09-17 | ELECTRICAL WORK - 20056 - STE 2310 - POWER SUPPLY AND LIFE SAFETY DEVICES | CAPITOL ELECTRIC CONST | C | 3718 | 26 | 201 | MISSION ST |  | 23 | COMPLETE | 2019-09-18
E201909234354 | 2019-09-23 | REWIRE OF 2 BATHROOMS. NEW PLUGS LIGHTS SWITCHES. | COSMOS ELECTRIC CO **CHECK ID & NOTE*** | R | 2923 | 29 | 235 | VASQUEZ AV |  |  | ISSUED | 2019-09-23
E201909244380 | 2019-09-24 | GROUND FL - REMODEL BEDROOM BATH LAUNDRY NEW SUB PANEL 100 AMP. INSTALL UFER GROUND. 2ND FL - MASTER REMODEL BEDROOM AND 2 BATH | M & M ELECTRIC CO | R | 3090 | 16 | 350 | JOOST AV |  |  | ISSUED | 2019-09-24
E201909204296 | 2019-09-20 | BEDROOM FAMILY ROOM BATH REMODEL. REBUILD 70A SUBPANEL. 4 CIRCUITS 20 LIGHTS 11 LIGHTS 2 RECEPTACLES 1 FAN 2 SMOKE DETECTORS. | M & M ELECTRIC CO | R | 2023 | 36 | 1762 | 27TH AV |  |  | ISSUED | 2019-09-20
EW201909113452 | 2019-09-11 | 5 WORKSTATIONS FOR MODULAR PARTITION ONLY | SERVICE WEST INC | C | 57 | 1 | 1700 | MONTGOMERY ST |  | 4 | ISSUED | 2019-09-11
EW201909193617 | 2019-09-19 | 234 WORKSTATIONS FOR MODULAR PARTITION ONLY | SERVICE WEST INC | C | 3738 | 12 | 215 | FREMONT ST |  | 2 | ISSUED | 2019-09-19
EW201909173586 | 2019-09-17 | REWIRE KITCHEN AND CHANGE PANEL. | S & W ELECTRIC INC. | R | 6550 | 55 | 3823 | 25TH ST |  | 2 | ISSUED | 2019-09-17
E201909254418 | 2019-09-25 | THIRD FLOOR MASTER BATH MASTER BEDROOM LIGHTS AND BATH. | HOWARD WONG ELECTRIC | R | 1066 | 3 | 11 | COOK ST |  |  | ISSUED | 2019-09-25
E201909264465 | 2019-09-26 | KITCHEN REMODEL. | LAO'S CONSTRUCTION | R | 6943 | 42 | 1180 | PLYMOUTH AV |  |  | ISSUED | 2019-09-26
EW201909053341 | 2019-09-05 | EDLEN ELECTRICAL WILL BE PROVIDING TEMPORARY WIRING FOR ORACLE OPEN WORLD AT THE SAN FRANCISCO WEST HALL. | EDLEN ELECTRICAL EXHIBITION SVCS OF CA | C | 3724 | 18 | 800 | HOWARD ST |  | 1 | ISSUED | 2019-09-05
EW201909103416 | 2019-09-10 | EDLEN ELECTRICAL WILL BE PROVIDING TEMPORARY WIRING FOR BOND BUYERS 29TH ANNUAL CALIFORNIA PUBLIC AT THE SAN FRANCISCO MARRIOT MARQUIS. | EDLEN ELECTRICAL EXHIBITION SVCS OF CA | C | 3706 | 96 | 780 | MISSION ST |  | 1 | ISSUED | 2019-09-10
EW201909113439 | 2019-09-11 | 100A SERVICE FOR TEMPORARY POWER. | TAM'S ELECTRIC INC | R | 5884 | 26 | 325 | BOWDOIN ST |  | 1 | ISSUED | 2019-09-11
E201909254434 | 2019-09-25 | 5TH FLOOR: 4 ADA BATHROOM KITCHEN 6 OFFICES TITLE 24. LIGHTING UPGRADE. 50 LIGHTS 50 RECEPTACLES 4 FANS 1 DISHWASHER 1 GARBAGE DISPOSAL 1 MICROWAVE | M V CONSTRUCTION | C | 3722 | 20 | 612 | HOWARD ST |  |  | ISSUED | 2019-09-25
EW201909173570 | 2019-09-17 | INSTALL OUTLETS AND CIRCUITS TO ACCOMMODATE LIGHTING FOR EXISTING GROW FACILITY ROOM | KS CHANNING ROAD ELECTRIC | C | 4786 | 73 | 1125B | REVERE AV |  | 2 | ISSUED | 2019-09-17
EW201909193618 | 2019-09-19 | TWO BATHROOM REMODELING 5 OUTLETS 8 SWITCHES 8 LIGHTS 1 SOFT HEAT 2 FAN USED EXISTING CIRCUITS AND 2 NEW CIRCUITS | ELTECH ELECTRIC | R | 6565 | 36 | 3961 | 26TH ST |  | 1 | ISSUED | 2019-09-19
E201909114052 | 2019-09-11 | UNIT 522 - NEW LIGHTS AND WALL WIRING. UPGRADE NEW METER TO 100 AMPS | HCG ASSOCIATES INC | R | 1548 | 44 | 518 | 06TH AV |  |  | ISSUED | 2019-09-11
E201909234374 | 2019-09-23 | INSTALLATION OF TEMPORARY POWER FOR TRADE SHOW: AMERICAN COLLEGE OF SURGEONS. 10/23/2019-11/1/2019. JOB 24600675. | GES/TSE ELECTRICAL SVRC | R | 3724 | 68 | 800 | HOWARD ST |  |  | ISSUED | 2019-09-23
E201909194269 | 2019-09-19 | MANDRYLL AND PROOF NON-INSPECTED CONDUITS IN THE 2ND FLR CONCRETE FLOOR. TO INCLUDE POWER LIGHTING LIFR SAFETY EMERGENCY CONDUITS. (1) 4000A (1) 1600A (8) CIRCUITS. (22) 750 KCMIL AL (20) FEEDER SZ. (3) 100A (3) 400A (2) 225A PANELBOARDS. TRANSFORMERS: (1) 30 KVA (1) 75 KVA (1) 45 KVA. 437 LIGHTS 44 SWITCHES 44 RECEPTACLES. | MORROW-MEADOWS CORP DBA: ARC ELECTRIC CO | C | 3800 | 232 | 1 | DE HARO ST |  | 2ND | ISSUED | 2019-09-19
EW201909163548 | 2019-09-16 | 10971-FIRE ALARM RETROFIT ELECTRICAL | ASF ELECTRIC INC. | C | 285 | 6 | 450 | SUTTER ST | 0 | 0 | ISSUED | 2019-09-16
EW201909033257 | 2019-09-03 | NEW LIGHTING FIRE ALARM TITLE 24 CONTROLS. NEW GENERAL POWER LOCATIONS FOR OFFICES | E. J. WEBER ELECT.CO INC | C | 291 | 12 | 44 | MONTGOMERY ST | 0 | 1230 | ISSUED | 2019-09-03
E201909164149 | 2019-09-16 | COMMERCIAL: ADA BATHROOM REMODEL. | BEDROCK CONSTRUCTION | C | 859 | 1 | 401 | HAIGHT ST | 0 |  | ISSUED | 2019-09-16
EW201909253759 | 2019-09-25 | KITCHEN REMODEL | PARAM ELECTRIC | R | 2129 | 003A | 18 | QUINTARA ST |  | 2 | ISSUED | 2019-09-25
E201909264441 | 2019-09-26 | MAIN SWITCHBOARD: R/R MAIN SWITCHGEAR AND METERING - INSTALL 3000A 120/208 3/0 SERVICE 3000A 2-1600A & 1-1600A TEMP FEEDER; 1-600A & 1-125A PANEBOARDS. | WESTERN MACHINERY ELECTRIC | R | 576 | 26 | 1800 | PACIFIC AV |  |  | ISSUED | 2019-09-26
E201909204295 | 2019-09-20 | 3-STORY FIRE DAMAGE REPAIRS INCLUDING ADD ADDITIONAL BATHROOM. LIGHTS SWITCHES RECEPTACLES GAR DISP MICRO RANGE SMOKE DETECTORS DISHWASHERS | WARD-TEK INC. | R | 1453 | 001A | 307 | 21ST AV |  |  | ISSUED | 2019-09-20
EW201909033248 | 2019-09-03 | UPGRADE ELECTRICAL SERVICE TO 125 AMPS INSTALL LIGHTS IN STORAGE AREA | PORTER ELECTRIC | R | 6958 | 3 | 1988 | ALEMANY BL |  | 1 | ISSUED | 2019-09-03
E201909093971 | 2019-09-09 | MISC RECEPTICLES (N) PANEL | BRYAN J. VALVERDE CO | C | 3701 | 59 | 1231 | MARKET ST |  |  | ISSUED | 2019-09-09
E201909124121 | 2019-09-12 | REWIRE WHOLE HOUSE NEW LIGHTING UPGRADE SERVICE PANEL TO 120AMP ADD (2) SUB PANELS. 70 LIGHTS 30 SWITCHEWS 80 RECEPTACLES 4 FANS 1 DISHWASHER 1 GARBAGE DISPOSAL 2 MICROWAVE 1 RANGE 6 SMOKE DETECTORS. | A W CONSTRUCTION COMPANY | R | 2314 | 12 | 2251 | 35TH AV |  | 1/F & 2/F | ISSUED | 2019-09-12
EW201909033247 | 2019-09-03 | ELECTRICAL WIRING OF 1 STROBE FOR EXTG FIRE ALARM SYSTEM. | SAN FRANCISCO FIRE PROTECTION | R | 4058 | 223 | 610 | 20TH ST |  | 0 | COMPLETE | 2019-09-06
EW201909093392 | 2019-09-09 | FIRE ALARM SYSTEM LIKE FOR LIKE UPGRADE | SAN FRANCISCO FIRE PROTECTION | R | 74 | 5 | 840 | GREENWICH ST |  | 0 | COMPLETE | 2019-09-24
EW201909243724 | 2019-09-24 | ELECTRICAL WORK FOR THE GROUND FLOOR FOR UNIT LEGALIZATION | K L & C ELECTRIC INC / PLS CHK ID/NOTES | R | 1524 | 13 | 483 | 20TH AV |  | 1 | ISSUED | 2019-09-24
EW201909053347 | 2019-09-05 | REWIRING WHOLE HOUSE LIV FAMILY ROOM 3 BED ROOMS KITCHEN 3 BATHROOMS. | Y G ELECTRIC INC | R | 6354 | 18 | 807 | VIENNA ST |  | 2 | ISSUED | 2019-09-05
E201909264452 | 2019-09-26 | UPGRADE AND REWIRE THE KITCHEN. INSTALL NEW SUBPANEL. | FRANMORE ELECTRIC | R | 2007 | 005G | 3500 | NORIEGA ST |  |  | ISSUED | 2019-09-26
E201909114082 | 2019-09-11 | UNIT 802: REMODEL KITCHEN & BATHROOM NEW 70 AMPS SUBPANEL 12 LIGHTS 8 SWITCHES 12 RECEPTACLES 1 DISHWASHER 1 GARBAGE DISPOSAL 2 SMOKE DETECTORS | INTER ELECTRIC (CHK ID ONLY ELMER MORAN) | R | 0253A | 127 | 1177 | CALIFORNIA ST | 802 |  | ISSUED | 2019-09-11
EW201909063365 | 2019-09-06 | INSTALLATION OF A SPRINKLER MONITORING SYSTEM | CRIME WATCH SECURITY SYSTEMS INC*SEENOTE | R | 4089 | 40 | 805 | HAMPSHIRE ST |  | 1 | COMPLETE | 2019-09-25
EW201909163547 | 2019-09-16 | INSTALLATION OF A SPRINKLER MONITORING SYSTEM | CRIME WATCH SECURITY SYSTEMS INC*SEENOTE | R | 3726 | 63 | 534 | NATOMA ST | 0 | 1 | COMPLETE | 2019-09-26
EW201909113449 | 2019-09-11 | INSTALLATION OF A SPRINKLER MONITORING SYSTEM | CRIME WATCH SECURITY SYSTEMS INC*SEENOTE | R | 2933 | 7 | 127 | EDGEHILL WY |  | 1 | ISSUED | 2019-09-11
EW201909113446 | 2019-09-11 | INSTALLATION OF A SPRINKLER MONITORING SYSTEM | CRIME WATCH SECURITY SYSTEMS INC*SEENOTE | R | 520 | 001B | 2847 | GOUGH ST | 0 | 1 | ISSUED | 2019-09-11
EW201909273820 | 2019-09-27 | WIRING OF ENTRY STAIRS AND HALLWAY. REPAIR AND REPLACE WIRING AS NECESSARY FOR NEW JOIST INSTALL. PROVIDE CIRCUIT FOR ROLOMATIC ROOF. | J O'DRISCOLL ELECTRICAL INC | R | 524 | 60 | 2423 | LARKIN ST | 0 | 1 | ISSUED | 2019-09-27
EW201909273819 | 2019-09-27 | WIRING OF REMODELED POWDER ROOM KITCHEN AND ADJOINING FAMILY ROOM. ADDITION OF NEW SUB-PANEL | J O'DRISCOLL ELECTRICAL INC | R | 1339 | 009A | 1830 | LAKE ST |  | 1 | ISSUED | 2019-09-27
E201909053922 | 2019-09-05 | INSTALL TWO AC DISCONNECT AT ROOF OF CHURCH. | HAI LIN | C | 225 | 8 | 15 | WAVERLY PL | 0 | ROOF | ISSUED | 2019-09-05
EW201909233693 | 2019-09-23 | UPGRADE OVERHEAD SERVICE TO 200A FORU METERS | M J ELECTRIC SERVICES | R | 3557 | 056A | 1949 | 15TH ST |  | 0 | COMPLETE | 2019-09-30
EW201909243706 | 2019-09-24 | EV CHARGER INSTALL. | COIL ELECTRIC | R | 6655 | 73 | 1864 | CHURCH ST |  | 1 | COMPLETE | 2019-09-25
E201909174211 | 2019-09-17 | INSTALLATOIN OF NEW 2 DED LINES 4 LIGHTS 2 RECEPTACLES REPLACE (E) TWO FPE PANELS (70A). | VALUE ELECTRICAL CONSTRUCTION | R | 1239 | 25 | 238 | DIVISADERO ST |  |  | ISSUED | 2019-09-17
EW201909173557 | 2019-09-17 | INSTALLATION OF NEW 60AMP SUB PANEL. REMOVE EXISTING FPE PANEL. | VALUE ELECTRICAL CONSTRUCTION | R | 6735 | 49 | 818 | CONGO ST |  | 1 | COMPLETE | 2019-09-20
EW201909063377 | 2019-09-06 | SUB PANEL AND INFRASTRUCTURE FOR FUTURE PV INSTALLATION | LUMINALT ENERGY CORPORATION | R | 1881 | 6 | 1527 | 35TH AV |  | 1 | COMPLETE | 2019-09-26
E201909254407 | 2019-09-25 | SOLAR PLAN 2506 INSTALLATION: 18 MODS 370 WATTS/MOD 6.66 (DC) KW SYS. NEW SUBPANEL SUB PANEL PAID FOR WITH PERMIT EW201909063377 | LUMINALT ENERGY CORPORATION | R | 1881 | 6 | 1527 | 35TH AV |  |  | COMPLETE | 2019-09-26
EW201909193640 | 2019-09-19 | ROOF MOUNTED PV SYSTEM. (5) SPR-X22-370-E-AC MODULES - 5 ROOF-MOUNTED SOLAR PV MODULES 370 WATTS PER MODULE 5 INTERACTIVE INVERTER TOTAL NO. OF RATING 1.575 KW. | LUMINALT ENERGY CORPORATION | R | 5653 | 18 | 185 | BANKS ST |  | 1 | ISSUED | 2019-09-19
EW201909043292 | 2019-09-04 | INSTALLATION OF STANCHIONS FOR FUTURE ROOFTOP PHOTOVOLTAIC SYSTEM. | LUMINALT ENERGY CORPORATION | R | 2616 | 39 | 1526 | MASONIC AV |  | 1 | ISSUED | 2019-09-04
E201909264455 | 2019-09-26 | SOLAR PLAN 2519 INSTALLATION: 15 PV MODS 360 WATTS PER MOD 5.4 (DC)KW. NEW SUB PANEL UNDER PERMIT EW201909183600 | LUMINALT ENERGY CORPORATION | R | 6696 | 018D | 79 | BEMIS ST |  |  | ISSUED | 2019-09-26
E201909184223 | 2019-09-18 | ELECTRICAL IN KITCHEN TO CODE. UPGRADE MAIN PANEL TO 200AMP. | LOMAS CONSTRUCTION | R | 6054 | 5 | 558 | HOLYOKE ST |  |  | ISSUED | 2019-09-18
EW201909053321 | 2019-09-05 | REWIRE OF ENTIRE HOUSE AND UPGRADE TO 200 AMP ELECTRICAL SERVICE | KEVIN REILLY ELECTRIC | R | 6664 | 49 | 259 | RANDALL ST |  | 1 | ISSUED | 2019-09-05
E201909033813 | 2019-09-03 | ADD LOW FREQUENCY SOUNDERS TO AN EXISTING BUILDING UPGRADED FIRE ALARM SYSTEM. SPRINKLER MONITORING FOR NEW ADU UNIT ON THE GROUND FL APP #201907014858 SMOKE DETECTORS & MANUAL FIRE ALARM SYSTEM BEING INSTALLED ON OTHER FLOORS. | BAY ALARM COMPANY | C | 3565 | 77 | 3475 | 16TH ST |  |  | ISSUED | 2019-09-03
E201909053924 | 2019-09-05 | SOLAR: INSTALL 22 ROOF MOUNTED PV MODS 360W/MOD 7.92KW TOTAL RATING. PLAN 2484. | ALBION POWER COMPANY INC | R | 847 | 61 | 620 | HAIGHT ST | 0 |  | ISSUED | 2019-09-05
EW201909253744 | 2019-09-25 | EV CHARGING SYSTEM ( 1 EV) | TESLA ENERGY OPERATIONS | R | 2864 | 14 | 468 | DEWEY BL |  | 1 | ISSUED | 2019-09-25
EW201909253742 | 2019-09-25 | INSTALL SOLAR PANELS 4.095KW (13 PANELS) ENERGY STORAGE SYSTEM 13.5KW (1 POWERWALL) +125A LOADCENTER | TESLA ENERGY OPERATIONS | R | 2936A | 15 | 53 | ROCKAWAY AV |  | 1 | ISSUED | 2019-09-25
EW201909053317 | 2019-09-05 | INSTALL SOLAR PANEL 3.78 KW ( 12 PANELS) | TESLA ENERGY OPERATIONS | R | 2696 | 21 | 271 | COLLINGWOOD ST |  | 1 | ISSUED | 2019-09-05
EW201909033265 | 2019-09-03 | INSTALL SOLAR PANELS 3.78KW (12 PANELS) | TESLA ENERGY OPERATIONS | R | 7545 | 21 | 165 | FARNUM ST |  | 1 | ISSUED | 2019-09-03
E201909104030 | 2019-09-10 | SOLAR - 19 PV MODULES 315 WATTS PER MODULE 5.985 KW. PLAN #2481 | TESLA ENERGY OPERATIONS | R | 2356 | 004A | 2367 | 27TH AV |  |  | ISSUED | 2019-09-10
E201909174205 | 2019-09-17 | 2500 AMP 120/208 1200 AMP 120 208. NEW WIRING FOR 54 UNIT BUILDING | 328 CONSTRUCTION | C | 691 | 1 | 1145 | POLK ST |  |  | FILED | 2019-09-17
E201909114060 | 2019-09-11 | UNIT 504E: BATHROOM REMODEL NEW HEATED FLOOR LIVING ROOM NEW RECESSED LIGHTS; 12 LIGHTS 4 SWITCHES 1 RECEPTACLE 1 FAN | ZEUS CONSTRUCTION CORP. | R | 2607 | 240 | 351 | BUENA VISTA EAST AV | 504 |  | ISSUED | 2019-09-11
EW201909103404 | 2019-09-10 | ADD ONE CIRCUIT FOR AC | DOVE'S SERVICES | R | 2901B | 4 | 12 | JUANITA WY |  | 1 | ISSUED | 2019-09-10
EW201909183614 | 2019-09-18 | BY THE PG&E PERMIT-ION TAP ONE SET 100 AMP MATER MAIN FORM THE 200 AMP UNDERGROUND MATER SET FOR UNIT 1 | JAMES' ELECTRIC COMPANY | R | 6617 | 19 | 1591 | DOLORES ST | 0 | 1 | COMPLETE | 2019-09-24
E201909043875 | 2019-09-04 | TO RENEW PERMIT EW20110817941 (UPGRADE 200A UNDERGROUND SERVICE AND INSTALL ONE SET 5 METER AND 4 PANELS.) | JAMES' ELECTRIC COMPANY | R | 568 | 8 | 1814 | BROADWAY * |  |  | ISSUED | 2019-09-04
E201909033831 | 2019-09-03 | ONE OUTLET FOR NEW FIREPLACE | RICO'S GENERAL CONSTRUCTION | R | 453 | 013A | 935 | NORTH POINT ST |  |  | ISSUED | 2019-09-03
EW201909103427 | 2019-09-10 | PULL NEW CAT6 DATA AS NEEDED USING EXISTING FOR OFFICES INCLUDING (78) CABLES @ BOSTON PRIVATE BANK - 100 PINE STREET 21ST FLOOR. | PAGANINI COMMUNICATIONS INC | C | 262 | 20 | 100 | PINE ST | 0 | 21 | ISSUED | 2019-09-10
E201909164162 | 2019-09-16 | SOLAR PERMIT: 21 PV MODULES 8 WATTS PER MODULE 7.66 (DC) KW PLAN #2497. | CLEAN SOLAR INC | R | 2821 | 24 | 71 | PANORAMA DR | 0 |  | ISSUED | 2019-09-16
E201909164171 | 2019-09-16 | LOW VOLTAGE CABLE INSTALLATION | INFINITE COMMUNICATIONS | C | 3707 | 16 | 90 | NEW MONTGOMERY ST |  |  | ISSUED | 2019-09-16
E201909204323 | 2019-09-20 | PLAN #2454. RESIDENTIAL SOLAR PERMT: INSTALL 16 PV MODULES 360 WATTS PER MODULE 5.76 DC KW SYSTEM. | SWANROCK INC. DBA: SKYTECH SOLAR | R | 2642 | 37 | 202 | EDGEWOOD AV |  |  | ISSUED | 2019-09-20
E201909033825 | 2019-09-03 | REMODEL. NEW OUTLETS NEW RESET LIGHTS NEW SWITCHES NEW TRACK LIGHT FIXTURES | NELSON JAMESON CONSTRUCTION INC | C | 666 | 9 | 1564 | BUSH ST |  |  | FILED | 2019-09-03
E201909164164 | 2019-09-16 | BUILDING WAS COMPLETE GUT ELECTRICAL ALL DEMOLISHED. | PAURIC ELECTRIC | C | 3733 | 80 | 855 | HOWARD ST |  |  | COMPLETE | 2019-09-30
E201909184242 | 2019-09-18 | REMODEL/RELOCATE 2ND FL KITCHEN & POWDER ROOM. REMODEL 3RD FL. BATH ADD HALLWAY ADD BATH | GLC AND COMPANY | R | 1667 | 5 | 819 | 24TH AV |  |  | ISSUED | 2019-09-18
E201909254429 | 2019-09-25 | CONNECT ALL LIGHTING SWITCH AND PLUGS FOR THE NEW FACTORY AT GROUND FLOOR. REFER TO PA #201710242067 | POLYTEC CONSTRUCTION COMPANY INC | C | 3529 | 19 | 76 | 14TH ST |  |  | ISSUED | 2019-09-25
E201909033836 | 2019-09-03 | UPGRADE MAIN PANEL TO 200AMP NEW OUTLETS SWITCHES RECEPTACLES FAN | OLIVE CONSTRUCTION CORP | R | 1613 | 005K | 718 | 32ND AV |  |  | ISSUED | 2019-09-03
E201909114074 | 2019-09-11 | TWO BATHROOMS REMODEL | JACK STRONG PLUMBING & BUILDING SERVICES | R | 519 | 57 | 3026 | LAGUNA ST | 0 |  | ISSUED | 2019-09-11
E201909194270 | 2019-09-19 | REPLACE PANEL 100 AMPS | MUCH LESS ELECTRIC | R | 6404 | 4 | 936 | VIENNA ST |  |  | ISSUED | 2019-09-19
EW201909233673 | 2019-09-23 | INSTALLATION OF 3 STEP LIGHTS IN CONCRETE AND 3 PUCK LIGHTS UNDER GARAGE DOOR ON DEDICATED CIRCUIT AND DIGITAL TIMER SWITCH | KEVIN WHITE ELECTRIC INC | R | 3581 | 53 | 14 | FORD ST |  | 0 | COMPLETE | 2019-09-26
E201909184219 | 2019-09-18 | SITE 642B: ADDRES 1801 BROADWAY (GOUGH ST. FRONTAGE). INSTALL 15AMP 1¦0 120V METER SERVICE AND MAKE CONNECTIONS. (INSPECTION FOR PORT HOLE FOR GROUNDING PURPOSE) | PHASE 3 COMMUNICATIONS INC | C | 9999 | 999 | 999 | UNKNOWN * |  |  | ISSUED | 2019-09-18
E201909033822 | 2019-09-03 | UNIT 106. ADDITIONAL ELECTRICAL INSPECTION IN 1/2 BATHROOM AND WASHER AND DRYER. | KADIMA-SCHOEPP INC | R | 735 | 24 | 1090 | EDDY ST | 0 |  | ISSUED | 2019-09-03
E201909164170 | 2019-09-16 | REMODEL APT 22: NEW 60 AMP SUB PANEL IN NWE LOCATION. REMODEL KITCHEN BATHROOM. NEW LED CAN LIGHTS REPLACE EXISTING (2) HEATERS W/ (3) NEW HEATERS. 20 LIGHTS 13 SWITCHES 22 RECEPTACLES 1 DISHWASHER 1 GARBAGE DISPOSAL 1 RANGE 3 SMOKE DETECTORS. COMBINATION WASHER DRYER | ENVISAGE CONSTRUCTION | R | 54 | 28 | 22 | BELLAIR PL |  |  | ISSUED | 2019-09-16
E201909254427 | 2019-09-25 | INSTALL 3 RECESSED LIGHTS NEW FAN LIGHT AND FAN SWITCH WITH MOISTURE SENCE GFCI OUTLET. 3 LIGHTS 3 SWITCHES 2 RECEPTACLES 1 FAN | AAA CONSTRUCTION & DESIGN | R | 914 | 40 | 3701 | DIVISADERO ST | 203 |  | ISSUED | 2019-09-25
E201909093981 | 2019-09-09 | 37TH & 38TH FL JACOBS ENGINEERING. LOW VOLTAGE SECURITY SYSTEMS | SECURITY & CABLING SOLUTIONS INC | C | 233 | 45 | 4 | EMBARCADERO CENTER * |  |  | ISSUED | 2019-09-09
E201909124103 | 2019-09-12 | UNIT 302: REWIRE UNIT PER PLANS. 11 LIGHTS 13 SWITCHES 19 RECEPTACLES 2 FANS 1 DISHWASHER 1 RANGE 4 SMOKE DETECTOR | GRIZZLY BUILDERS INC. | R | 664 | 28 | 1635 | GOUGH ST |  |  | ISSUED | 2019-09-12
E201909124100 | 2019-09-12 | UNIT 108: RE WIRE UNIT PER PLANS. NEW SERVICE PANEL LIGHTS SWITCHES RECEPTACLES. 7 LIGHTS 7 SWITCHES 10 RECEPTACLES 1 FAN 1 DISHWASHER 1 RANGE 2 SMOKE DETECTORS | GRIZZLY BUILDERS INC. | R | 3501 | 1 | 2 | GUERRERO ST |  |  | ISSUED | 2019-09-12
E201909134143 | 2019-09-13 | SOLAR PV PLAN 2474 INSTALL: 13 MODS 335 W/MOD 4.355 (DC)KW SYS. | SOUTH WEST SUN SOLAR INC DBA SWSS ELECTR | R | 2151 | 49 | 2018 | 32ND AV |  |  | ISSUED | 2019-09-13
E201909134137 | 2019-09-13 | ADD 20A CKT FOR OUTLET. | SAFE STEP WALK-IN TUB COMPANY INC. | R | 6244 | 33 | 481 | RAYMOND AV |  |  | ISSUED | 2019-09-13
EW201909243722 | 2019-09-24 | INSTALL SMALL DISCONNECT PANEL TAPPED OF BELOW THE MAIN BREAKER FOR EVSE INSTALLATION. SMALL PANEL WITH MAIN DISCONNECT 50AMP AND DEDICATED 40AMP BREAKER FOR NEMA 14-50 RECEPTACLE OUR RACEWAY IS A ONE-INCH EMT CONDUIT WITH 6AWG COPPER WIRE | EVCHARGE4U INC | R | 1568 | 008A | 661 | 25TH AV |  | 1 | ISSUED | 2019-09-24
E201909274488 | 2019-09-27 | REMODELING ONE UNIT. 20 LIGHTS 30 SWITCHES 3 FANS 1 DISHWASHER 1 MICROWAVE. | S L M DEVELOPMENT INC. | R | 588 | 22 | 2335 | PACIFIC AV |  |  | ISSUED | 2019-09-27
E201909194275 | 2019-09-19 | UPGRADE SERVICE 125 AMP ADD A SUBPANEL 70AMP FOR 2229 28TH AVE. INSTALL 12 LIGHTS 8 SWITCHES 20 RECEPTACLES 2 FANS 1 DISHWASHER 1 GARBAGE DISPOSAL 4 SMOKE DETECTORS. | C & H HOME CONSTRUCTION | R | 2321 | 5 | 2229 | 28TH AV |  | 2/F | ISSUED | 2019-09-19
E201909033845 | 2019-09-03 | UNIT 704 - KITCHEN AND BATH REMODEL. REPLACE SMOKE DETECTORS WITH NEW CO2/SMOKE COMBO DETECTORS. REINSTALL APPLIANCES. | D M BUILDERS | R | 8706 | 1 | 255 | KING ST |  |  | COMPLETE | 2019-09-11
E201909033846 | 2019-09-03 | UNIT 706 - KITCHEN AND BATH REMODEL. REPLACE SMOKE DETECTORS WITH NEW CO2/SMOKE COMBO DETECTORS. REINSTALL APPLIANCES. | D M BUILDERS | R | 8706 | 1 | 255 | KING ST |  |  | COMPLETE | 2019-09-13
E201909204299 | 2019-09-20 | UNIT 202 - RELOCATE AND REMODEL KITCHEN REMODEL EXISTING 1 BATHROOM UPGRADE SUB PANEL 60 AMPS ADD WASHER AND DRYER | CASMAN CONSTRUCTION INC | R | 48 | 15 | 900 | CHESTNUT ST |  |  | ISSUED | 2019-09-20
E201909043853 | 2019-09-04 | REMODEL 2 BATHROOM IN KIND NEW ELECTRICAL WIRING AND ELECTRICAL FIXTUERS AS NEEDED. | SUPERB BUILDERS INC | R | 7515A | 70 | 258B | RED ROCK WY |  |  | ISSUED | 2019-09-04
E201909043859 | 2019-09-04 | SITE: POLE HAIGT010 NEAREST 703 OAK STREET. INSTALLATION OF 3RD PARTY COMMINICATION EQUIPMENT ON PG&E POLE. INSTALL EQUIPMENT - ELECTRICAL METER DISCONNECT BOX RADIOS AND ANTENNAE; 2-10AWG 2X15AMP CKTS. | PINNACLE POWER SERVICES INC | C | 9999 | 999 | 999 | UNKNOWN * |  | 703 OAK STREET | ISSUED | 2019-09-04
E201909033833 | 2019-09-03 | UNIT 302: BATHROOM KITCHEN & LIVING SPACE REMODEL; 3 CIRCUITS 6 LIGHTS 3 SWITCHES 10 RECEPTACLES 1 FAN 1 DISHWASHER 1 GARBGE DISPOSAL 1 MICROWAVE 1 RANGE 2 SMOKE DETECTORS | METRO GENERAL CONSTRUCTION INC | R | 1591 | 005J | 4740 | BALBOA ST |  |  | ISSUED | 2019-09-04
E201909093980 | 2019-09-09 | WITNESS INSPECTION FOR THE FIRE ALARM SYSTEM. | PARDO ALARM SECURITY SYSTEMS | C | 116 | 020B | 1520 | STOCKTON ST |  | 4/F | COMPLETE | 2019-09-13
E201909043892 | 2019-09-04 | T.I. TO COMPLY WITH NOV201939791: LEGALIZE 3 FLOORS FOR STORAGE. NO CHANGE OF USE FROM (E) WHOLESALE STORAGE. | AXEL8 CONSTRUCTION | C | 3575 | 27 | 3370 | 18TH ST |  |  | ISSUED | 2019-09-04
E201909063965 | 2019-09-06 | APT 3: REMODEL KITCHEN & BATHROOM. | AXEL8 CONSTRUCTION | R | 335 | 2 | 333 | HYDE ST |  |  | ISSUED | 2019-09-06
E201909093992 | 2019-09-09 | RE WIRE THE ENTIRE HOUSE. INSTALL 20 LED LIGHTS INSTALL SUB PANEL | PROSPER CONSTRUCTION DEVELOPMENT INC | R | 3275 | 22 | 888 | DARIEN WY |  |  | ISSUED | 2019-09-09
E201909274492 | 2019-09-27 | MOVE 1 ELECTRIC SWITCH IN BATHROOM RETAIL UNIT PER PA 201911196286. AND ADD ELECTRIC POWER BUTTON FOR ADA POWER DOOR. | RYLAND CONSTRUCTION | C | 301 | 7 | 906 | POST ST |  |  | ISSUED | 2019-09-27
E201909104026 | 2019-09-10 | KITCHEN REMODEL. INSTALL 2 PENDENT LIGHTS | SKY HOME BUILDERS INC | R | 5700 | 7 | 336 | NEVADA ST |  |  | ISSUED | 2019-09-10
E201909033829 | 2019-09-03 | UNIT 201. RELOCATE KITCHEN REHAB (E) BATHROOM INSTALL WASHER & DRYER. | CASLEZ CONSTRUCTION INC | R | 256 | 2 | 645 | STOCKTON ST |  |  | ISSUED | 2019-09-03
E201909234347 | 2019-09-23 | REMODEL 1 KITCHEN AND 3 BATHROOMS. | GO SOLAR DIRECT INC DBA ORIA BUILDERS | R | 6280 | 24 | 809 | FRANCE AV |  |  | ISSUED | 2019-09-23
E201909234332 | 2019-09-23 | REMODEL EXISTING KITCHAN AND BATHROOM | D L CONSTRUCTION | R | 2114 | 44 | 1337 | ORTEGA ST |  |  | ISSUED | 2019-09-23
E201909043898 | 2019-09-04 | SOLAR PV PLAN 2476 INSTALL: 20 MODS 320 WATTS/MOD 6.4 (DC) KW | IZUN SOLAR ENERGY | R | 911 | 25 | 627 | MARINA BL |  |  | COMPLETE | 2019-09-27
EW201909273807 | 2019-09-27 | ACCESS CONTROL TIED IN WITH LIFE SAFETY | MC MILLAN SECURITY SYSTEMS INC | C | 288 | 32 | 333 | BUSH ST | 0 | 22 | ISSUED | 2019-09-27
E201909114072 | 2019-09-11 | INSTALL LIGHTING FAN AND KITCHEN CIRCUITS. | CITY CONSTRUCTION GROUP | R | 849 | 24 | 565 | PAGE ST | 0 |  | ISSUED | 2019-09-11
EW201909053328 | 2019-09-05 | ELECTRICAL SERVICE 400 AMPS | COPPERGOLD ELECTRIC INC | C | 2931 | 5 | 44 | WEST PORTAL AV |  | 1 | ISSUED | 2019-09-05
EW201909203660 | 2019-09-20 | REQUIRE KITCHEN BATHROOM LAUNDRY SUB PANEL BEDROOMS EXISITNG NEW SMOKE DETECTORS . UNIT 7 | COPPERGOLD ELECTRIC INC | R | 3636 | 40 | 181 | BARTLETT ST | 0 | 2 | ISSUED | 2019-09-20
E201909184224 | 2019-09-18 | RESTAURANT - LIGHTS SWITCHES RECEPTACLES | GOLDEN ONE CONSTRUCTION INC | C | 145 | 8 | 504 | BROADWAY * |  |  | ISSUED | 2019-09-18
E201909204317 | 2019-09-20 | INSTALL 40A EV CHARGER | WATSON'S CHARGING STATIONS & ELECTRIC | R | 2609 | 27 | 85 | BUENA VISTA TR |  |  | ISSUED | 2019-09-20
E201909204318 | 2019-09-20 | ELECTRICAL FOR RETAIL TEA SHOP LIGHTING RECEPTACLES FAN IN RESTROOM | NOR-CAL GREASE AND CONSTRUCTION SERVICES | C | 8711 | 21 | 626 | MISSION BAY BLVD NORTH BL |  |  | ISSUED | 2019-09-20
E201909194286 | 2019-09-19 | PLAN NUMBER 2462 ROOF MOUNTED SOLAR VOLTAIC 27 MODULES 375 WATTS PWER 10.12 KW | AVITA ELECTRIC | R | 7010 | 8 | 553 | ORIZABA AV |  |  | COMPLETE | 2019-10-02
E201909093994 | 2019-09-09 | LEGALIZE (1) LIVING ROOM. INSTALL 6 WALL OUTLETS AND 4 LIGHTS. 1 SWITCH. | ERIC Z DENG CONSTRUCTION | R | 3269 | 3 | 73 | WESTGATE DR |  | 1/F | ISSUED | 2019-09-09
E201909264444 | 2019-09-26 | UNIT 201: KITCHEN AND BATHROOM REHAB. ADD WASHER AND DRYER. (ELECTRIC VENTLESS) | AXA CONSTRUCTION | R | 574 | 15 | 2128 | VAN NESS AV |  |  | ISSUED | 2019-09-26
E201909184246 | 2019-09-18 | WITNESS TEST | FIRST RESTAURANT BUILDERS | R | 854 | 11 | 49 | PAGE ST |  |  | COMPLETE | 2019-09-20
E201909264470 | 2019-09-26 | APT 45: REMODEL KITCHEN & BATHROOM. ADD WASHER/DRYER. NEW PLUGS LIGHTS SWITCHES 60AMP SUBPANEL. | HALYARD INC (SEE NOTE) | R | 319 | 16 | 666 | OFARRELL ST |  |  | ISSUED | 2019-09-26
E201909244383 | 2019-09-24 | INSTALL 1 LAUNDRY CKT 120V/20A 1 DRYER CKT 240V/30A 1 LIGHT IN BATHROOM 1 EXHAUST FAN IN BATHROOM ONE GFCI IN BATHROOM. | AVILA ELECTRICAL | R | 1417 | 22 | 256 | 17TH AV |  |  | ISSUED | 2019-09-24
EW201909173580 | 2019-09-17 | REDUCE BREAKER IN COMMERCIAL PANEL TO 208VOLT- 125AMP AND HOOK UP THE EXISTING RUN CHANGE 208VOLT SINGLE PHASE TO 208VOLT 3PHASE NEUTRAL WIRE BECOMES 3 PHASE | EVERCHARGE INC | C | 855 | 53 | 8 | OCTAVIA ST | 102 | 1 | ISSUED | 2019-09-17
EW201909203658 | 2019-09-20 | ELECTRICAL REPAIR. REPLACE EXISTING WIRING WITH NEW MC CABLE | MIKE JARVIS ELECTRIC | R | 224 | 9 | 956 | SACRAMENTO ST | 0 | 100 | ISSUED | 2019-09-20
E201909234339 | 2019-09-23 | INSTALLATION OF ENCASED GROUNDING CONDUCTOR (UFFER GROUND) | J POWER ELECTRICAL | R | 219 | 14 | 1230 | HYDE ST | 0 |  | ISSUED | 2019-09-23
E201909234338 | 2019-09-23 | INSTALLATION OF ENCASED GROUNDING CONDUCTOR (UFFER GROUND) | J POWER ELECTRICAL | R | 1352 | 21 | 530 | LAKE ST | 0 |  | ISSUED | 2019-09-23
E201909043881 | 2019-09-04 | BATHROOM REMODEL - ELECTRICAL MODIFICATION. 1 SWITCH 2 RECEPTACLE 1 FAN | GMBC CONSTRUCTION INC | R | 62 | 63 | 402 | LOMBARD ST |  |  | ISSUED | 2019-09-04
E201909114067 | 2019-09-11 | MODIFICATION TO EXISTING ANTENNA CELL SITE. LOW VOLTAGE POWER TRUNK ONLY | SHAH & ASSOCIATES INC
DBA P D C CORPORAT | C | 7147 | 32 | 107 | SAGAMORE ST |  |  | ISSUED | 2019-09-11
E201909184258 | 2019-09-18 | SURVEY PERMIT ONLY |  | C | 1370 | 21 | 4800 | CALIFORNIA ST |  |  | COMPLETE | 2019-09-25
E201909093984 | 2019-09-09 | REPLACING LIGHT AND FANS IN 2 BATHROOMS |  | R | 7249 | 10 | 159 | MEADOWBROOK DR |  |  | ISSUED | 2019-09-09
E201909174206 | 2019-09-17 | WIRE SHED 3 RECPTACLES 1 SWITCH 1 LIGHT |  | R | 2200 | 6 | 740 | RIVERA ST |  |  | ISSUED | 2019-09-17
E201909234367 | 2019-09-23 | ADD LIGHTING IN LIVING ROOM. CHANGE RECEPTACLES. |  | R | 3066 | 32 | 525 | MELROSE AV |  |  | ISSUED | 2019-09-23
EW201909273809 | 2019-09-27 | (1) 600 A DISTRIBUTION PANEL; GREEN TAG-CS-WO #308534 | CUPERTINO ELECTRIC INC. | C | 5590A | 3 | 2150 | OAKDALE AV |  | 1 | ISSUED | 2019-09-27
EW201909123463 | 2019-09-12 | LIGHTING POWER AND LIFE SAFETY FOR SECTOR 2 LEVEL 2. LITTLE "R". | DECKER ELECTRIC CO INC | C | 8727 | 8 | 1800 | OWENS ST |  | 2 | ISSUED | 2019-09-12
EW201909163538 | 2019-09-16 | TPG - IDF RM | MC MILLAN ELECTRIC | C | 261 | 17 | 345 | CALIFORNIA ST |  | 25 | ISSUED | 2019-09-16
EW201909043285 | 2019-09-04 | KNOTEL - LIGHTING LIGHTING CONTROLS POWER LIFE SAFETY | MC MILLAN ELECTRIC | C | 260 | 15 | 465 | CALIFORNIA ST |  | 11 | ISSUED | 2019-09-04
EW201909053325 | 2019-09-05 | WITNESS TEST @ MARRIOTT-PIER 2620 - 2620 JONES STREET 2ND FLOOR. SEE PERMIT #EW201901077910 | PAGANINI ELECTRIC CORP(SEE SIGNATORIES) | C | 29 | 3 | 2620 | JONES ST |  | 2 | ISSUED | 2019-09-05
EW201909103426 | 2019-09-10 | FIRE ALARM MONITORING OF BUILDING'S FIRE DAMPERS ON THE 14TH FLOOR @ 1 MARITIME PLAZA. | PAGANINI ELECTRIC CORP(SEE SIGNATORIES) | C | 204 | 21 | 1 | MARITIME PZ |  | 14 | ISSUED | 2019-09-10
EW201909133517 | 2019-09-13 | CUT IN POWER AT CAPITAL GROUP SWING SPACE - 1 MARKET PLAZA SPEAR TOWER 18TH FLOOR. | PAGANINI ELECTRIC CORP(SEE SIGNATORIES) | C | 3713 | 7 | 1 | MARKET ST |  | 18 | COMPLETE | 2019-09-19
EW201909103410 | 2019-09-10 | LS WTNS TEST - 2-WAY COMMUNICATION CALL STATION - WED 9/18/19 @ 10:00AM W/ MIKE LAUSTER 415 816-5196 (ES8271) | C B F INC | R | 208 | 28 | 655 | MONTGOMERY ST |  | 8 | COMPLETE | 2019-09-25
EW201909253757 | 2019-09-25 | LOW VOLTAGE TELDATA CABLING TC1438 - PLEASE REFERENCE EW201908223026 TO CLOSE OUT THIS PERMIT | C B F INC | C | 230 | 28 | 1 | EMBARCADERO CENTER * |  | 250 | ISSUED | 2019-09-25
EW201909193628 | 2019-09-19 | INSTALL (1) LINEAR PENDANT IN 4TH FLOOR CORRIDOR - EC2263 | C B F INC | C | 3785 | 002A | 410 | TOWNSEND ST |  | 4 | COMPLETE | 2019-09-25
EW201909183605 | 2019-09-18 | LS/ELEC.. - INSTALL (2) SPEAKER STROBES IN 2ND FLOOR RESTROOMS | C B F INC | C | 310 | 13 | 77 | MAIDEN LN |  | 2 | ISSUED | 2019-09-18
EW201909123468 | 2019-09-12 | ADD'L ELEC UPGRADES - EC2166 | C B F INC | C | 290 | 11 | 1 | BUSH ST |  | 5 | ISSUED | 2019-09-12
EW201909273802 | 2019-09-27 | EC2314 LOBBY RENOVATIONS | C B F INC | C | 311 | 11 | 88 | KEARNY ST |  | 1 | ISSUED | 2019-09-27
EW201909253737 | 2019-09-25 | INSTALL (126) CABLES IN SUITE 2250 FOR PERELLA WEINBERG - 193777 | METROPOLITAN ELECTRICAL CONSTRUCTION | C | 264 | 4 | 1 | CALIFORNIA ST |  | 2250 | ISSUED | 2019-09-25
EW201909183601 | 2019-09-18 | INSTALL (80) CABLES IN SUITE 2800 - MT12719 | METROPOLITAN ELECTRICAL CONSTRUCTION | C | 288 | 31 | 101 | MONTGOMERY ST |  | 2800 | COMPLETE | 2019-09-26
E201909234355 | 2019-09-23 | ELECTRICAL WORK ONLY ON SIGN FOR "ORIGINS" | SIGNTECH ELECTRICAL ADVERTISING INC. | R | 314 | 4 | 170 | OFARRELL ST |  |  | ISSUED | 2019-09-23
EW201909223665 | 2019-09-22 | WORKING IN 1ST AND 2ND FLOOR. INSTALL 1 200 NEW SERVICE 1 KITCHEN 1 BATHROOM 1 BEDROOM 1 STORAGE ROOM: LIGHTING OUTLET SMOKE DETECTOR EXHAUST FAN KITCHEN HOOD 6 SWITCHES 18 OUTLETS 12 LIGHTS. | TAI LAM MAK | R | 6973 | 21 | 165 | TARA ST |  | 1 | ISSUED | 2019-09-22
E201909134126 | 2019-09-13 | INSTALL KITCHEN RECEPTACLES | C M CHIANG CONST INC | R | 1855 | 49 | 1571 | 09TH AV |  |  | ISSUED | 2019-09-13
E201909184237 | 2019-09-18 | NEW WIRING FOR ADU #13: 20 LIGHTS 15 SWITCHES 30 RECEPTACLES 3 FANS 1 DISHWASHER 1 GARBAGE DISPOSAL 1 MICROWAVE. | SURE INC. | R | 1362 | 14 | 4005 | CALIFORNIA ST |  |  | ISSUED | 2019-09-18
E201909174195 | 2019-09-17 | INTALL ELECTRICAL FOR NEW WALLS. | SURE INC. | R | 7119 | 17 | 119 | RAMSELL ST |  |  | ISSUED | 2019-09-17
E201909274474 | 2019-09-27 | INTERFACE W/ EXISTING FA SYSTEM TO ADD 4 NEW VFD FAN UNITS & SHUT THEM DOWN UPON ALARM ACTIVIATION. 4 FANS | COSCO FIRE PROTECTION INC | R | 3748 | 1 | 405 | FOLSOM ST |  |  | ISSUED | 2019-09-27
EW201909073381 | 2019-09-07 | UPGRADE SERVICE. 2 SUB PANEL.UNDER GROUND WIRE. 80 OUTLET 60 LIGHT. POWER FOR KITCHEN EQUIPMENT. 110V S/D. | LAI'S E & H ELECTRIC INC. | R | 2112 | 2 | 1927 | 22ND AV |  | 2 | ISSUED | 2019-09-07
E201909043885 | 2019-09-04 | NEW FIRE ALARM SYSTEM & WITNESSS TES | FIRE & SECURITY & ALARM CO/ F.S.A.C. | R | 761 | 016A | 835 | TURK ST |  |  | ISSUED | 2019-09-04
EW201909293832 | 2019-09-29 | RELOCATE FAN SWITCHES IN THE BATHROOM. | KORBES ELECTRIC | R | 1551 | 3 | 517 | 08TH AV |  | 1 | ISSUED | 2019-09-29
EW201909053318 | 2019-09-05 | 600 MONTGOMERY ST - TRANSAMERICA LIGHTING - 3RD FLOOR - WBE JOB#: 01-152864 - CONTACT JASON CHOY - 628-214-8062 | W. BRADLEY ELECTRIC | C | 207 | 32 | 600 | MONTGOMERY ST |  | 3 | ISSUED | 2019-09-05
EW201909033256 | 2019-09-03 | TELECOMMUNICATION INSTALLATION SERVICE - 190289 - 1ST FLOOR - (28)WORKSTATIONS (34) OFFICE AND WALL LOCATIONS (8) TV/MONITORS AND (2 PRINTER LOCATIONS | CAPITOL ELECTRIC CONST | C | 3717 | 20 | 180 | HOWARD ST |  | 1 | COMPLETE | 2019-09-16
EW201909043308 | 2019-09-04 | REWIRE KITCHEN AND BATHROOM INSTALL OUTLETS IN BEDROOMS AND LIVING ROOM. INSTALL RECESSED LIGHTS THROUGHOUT. | J L ELECTRIC | R | 3541 | 7 | 152 | SANCHEZ ST |  | 2 | ISSUED | 2019-09-04
EW201909173576 | 2019-09-17 | COMPLETE REWIRE KITCHEN BATHROOMS BEDROOMS LAUNDRY RECESS LIGHTING. NEW 400 AMP UNDERGROUND SERVICE. | J L ELECTRIC | R | 931 | 13 | 2544 | CHESTNUT ST |  | 0 | ISSUED | 2019-09-17
EW201909063371 | 2019-09-06 | 3 WORKSTATIONS FOR MODULAR PARTITION ONLY | SERVICE WEST INC | C | 263 | 11 | 101 | CALIFORNIA ST |  | 4200 | COMPLETE | 2019-09-13
EW201909193643 | 2019-09-19 | REWIRE HOUSE | S & W ELECTRIC INC. | R | 845 | 11 | 838 | PAGE ST |  | 2 | ISSUED | 2019-09-19
EW201909203653 | 2019-09-20 | 3 EXTERIOR LIGHTS 3 EXTERIOR PLUGS BOTTOM FLOOR BEDROOM AND BATH REMODEL LIGHTING AND PLUGS AT LIVING ROOM ADD SUB-PANEL. | GRANITE ELECTRIC | R | 1353 | 15 | 73 | 05TH AV |  | 1 | ISSUED | 2019-09-20
E201909063956 | 2019-09-06 | ADDING A 400 AMP METER SECTION TO (E) 1200 AMP | HEIN LIGHTING & ELECTRIC | C | 693 | 15 | 1030 | POLK ST | 0 |  | COMPLETE | 2019-09-27
E201909234344 | 2019-09-23 | UPGRADE (E) 150 AMP UNDERGROUND SERVICE TO 600 AMP UNDERGROUND SERVICE | KONG'S PLUMBING & CONSTRUCTION CO. | R | 718 | 19 | 935 | O'FARRELL ST | 0 |  | ISSUED | 2019-09-23
E201909244389 | 2019-09-24 | INSTALL NEW WIRING FOR (1) BATHROOM (1) BEDROOM (1) FAMILY ROOM; 10 LIGHTS 10 SWITCHES 20 RECEPTACLES | BROTHER COMPANY *** CHECK I.D. *** | R | 5842 | 45 | 385 | JUSTIN DR |  |  | ISSUED | 2019-09-24
EW201909113443 | 2019-09-11 | EDLEN ELECTRICAL WILL BE PROVIDING TEMPORARY WIRING FOR SUITE CONNECT 2019 AT THE SAN FRANCISCO MARRIOTT MARQUIS. | EDLEN ELECTRICAL EXHIBITION SVCS OF CA | C | 3706 | 96 | 780 | MISSION ST |  | 1 | ISSUED | 2019-09-11
E201909254423 | 2019-09-25 | SAFEWAY STORE - LED UPGRADE | BARNUM & CELILLO ELECTRIC INC. | C | 3536 | 1 | 2020 | MARKET ST |  |  | ISSUED | 2019-09-25
EW201909163542 | 2019-09-16 | ADD RECEPTACLE OFF EXISTING LIGHT FOR CLOSET SHELF LIGHTING | PAGCO CONSTRUCTION INC. | R | 872 | 87 | 8 | BUCHANAN ST | 510 | 5 | ISSUED | 2019-09-16
EW201909193642 | 2019-09-19 | KITCHEN AND BATH REMODEL: *INSTALL SUBPANEL TO SUPPLY NEW CIRCUITS *ELECTRICAL INSTALLATION FOR DIMMERS SWITCHES LIGHTS RECEPTACLES AND EXHAUST FAN | E N ELECTRIC | R | 3005B | 18 | 9 | BURLWOOD DR |  | 2 | ISSUED | 2019-09-19
EW201909053326 | 2019-09-05 | ADDED SCOPE TO CLOSED PERMIT#EW201811307296 & #EW201811307294. INSTALL NEW EXTERIOR LIGHTING ON FRONT FACADE & TRACK LIGHTING ON 3RD FLOOR. TITLE 24 COMPLETED IN PRIOR CLOSED PERMITS. | CANNING ELECTRIC INC | C | 3509 | 8 | 170 | 09TH ST |  | 1 | ISSUED | 2019-09-05
E201909194274 | 2019-09-19 | INSTALLATION OF TEMPORARY POWER FOR TRADE SHOW: AMERICAN COLLEGE OF SURGEONS. 10/23/19-11/1/19. SHOW 24600675 | GES/TSE ELECTRICAL SVRC | C | 3734 | 91 | 747 | HOWARD ST |  |  | ISSUED | 2019-09-23
EW201909063375 | 2019-09-06 | 99-8148 REPLACE MAIN SERVICE CONDUIT. CONDUCTORS AND 100A METER/MAIN NEMA 3R | ASF ELECTRIC INC. | R | 4149 | 37 | 1083 | ALABAMA ST |  | 0 | ISSUED | 2019-09-06
EW201909063376 | 2019-09-06 | 11128 T/I LIGHTS PLUGS SWITCHES CONTROLS LIFE SAFETY TO FOLLOW | ASF ELECTRIC INC. | C | 3707 | 16 | 90 | NEW MONTGOMERY ST |  | 11 | ISSUED | 2019-09-06
E201909033838 | 2019-09-03 | CONDO KITCHEN REMODEL- 6 TAMPER PROOF RECEPTALCES 5 AFCI/GFI OUTLETS. R&R APPLIANCES. | 3D REMODELING INC | R | 685 | 94 | 1600 | WEBSTER ST | 405 |  | ISSUED | 2019-09-03
E201909104043 | 2019-09-10 | TOTAL REWIRING OF HOME. KITCHEN AND BATHROOM WIRING. 200 AMP SUBPANEL 2/0 FEEDER. 20 CIRCUITS 20/4 PANEL SWITCHBOARD 15 LIGHTS 10 SWITCHES 25 RECEPTACLES 1 FAN 1 DISHWASHER 1 GARBAGE DISPOSAL 1 MICROWAVE 1 RANGE 3 SMOKE DETECTORS | FLASH ELECTRIC **CK ID****** | R | 2971 | 36 | 205 | JUANITA WY |  |  | ISSUED | 2019-09-10
EW201909123495 | 2019-09-12 | COMMUNICATION CABLING | IDEX GLOBAL SERVICES INC. | C | 3740 | 34 | 221 | MAIN ST |  | 14 | ISSUED | 2019-09-12
EW201909043311 | 2019-09-04 | 961 VALENCIA ST. MIDDLE AND GROUND FLOOR. REMODEL AND BASEMENT EXTENSION. TOTAL NEW WIRES.72 LIGHTS 29 SWITCHES AND 72 PLUGS. | MIN'S ELECTRIC INC | R | 3609 | 32 | 959 | VALENCIA ST |  | 1 | ISSUED | 2019-09-04
E201909043887 | 2019-09-04 | INSTAL NEW OUTLETS EXTENDED FROM EXISTING OUTLET FROM BASEMENT AREA. EXTEND THE BASEMENT LIGHT TO THE NEW PLACE. INSTALL OUTSIDE LIGHT TOTAL 3. INSTALL OUTSIDE GFCI OUTLET W/ COVER. INSTALL ONE SMOKE/CO COMBO DETECTOR -INSTALL 3 SWITCHES FOR THE OUTDOOR LIGHTS | BAMBOO GREEN ELEC INDUSTRY CO | R | 3629 | 26 | 1079 | CHURCH ST |  |  | ISSUED | 2019-09-04
E201909274487 | 2019-09-27 | KTICHEN REMODEL SWITCHES OUTLETS FAN G/D RANGE MICROWAVE SMOKE DETECTOR AND LIGHTS. | CS CONSTRUCTION | R | 2806 | 23 | 878 | ELIZABETH ST |  |  | ISSUED | 2019-09-27
EW201909183598 | 2019-09-18 | KITCHEN BATHROOM BEDROOM HALLWAY BASEMENT ROOM REWIRE | EDWARD FITZGERALD ELECTRIC | R | 5716 | 23 | 130 | NEWMAN ST |  | 123 | ISSUED | 2019-09-18
E201909124088 | 2019-09-12 | KITCHEN AND BATH REMODEL. SERVIVE UPGRADE SUB PANEL UPGRADE. ALL ELECTRICAL 2ND FL ADD 32 4" LED RECESSED LIGHTS. | DANIELE CONSTRUCTION | R | 1443 | 3 | 319 | 11TH AV |  |  | ISSUED | 2019-09-12
EW201909053333 | 2019-09-05 | (33RD FLOOR-STE 3300)MODULAR FURNITURE INSTALLATION | ADVANCED INSTALLATION SERVICES LLC | C | 3710 | 19 | 45 | FREMONT ST |  | 33 | COMPLETE | 2019-09-16
E201909043883 | 2019-09-04 | REPLACE BREAKER BOXES INSTALL NEW OUTLETS SMOKE DETECTORS NEW LIGHT SWITCHES RECEPTACLES FOR KITCHEN AND BATH REMODEL. | BOWEN CONSTRUCTION-PAINTING & WATERPROOF | R | 1022 | 17 | 422 | PRESIDIO AV |  |  | ISSUED | 2019-09-04
EW201909113459 | 2019-09-11 | UNIT 2. KITCHEN REMODEL ADDING AND RE-WIRING SOME LIGHTS OUTLETS AND SWITCHES. | CHASOV ELECTRICAL VOICE & DATA | R | 632 | 001B | 2713 | CLAY ST |  | 1 | ISSUED | 2019-09-11
E201909174197 | 2019-09-17 | REMODEL (E) KITCHEN & BATHROOMS AT 2ND ONE NEW BATH & FAMILY ROOM TO BE CONSTRUCTED AT GRND FLR. REPLACE ALL THE SWITCHES RECEPTACLES NEW PANEL AND SERVICE WIRES. 200 AMP SERVICE. INSTALL 60 LIGHTS 30 SWITCHES 60 RECEPTACLES 1 DISHWASHER 1 GARBAGE DISPOSAL 1 MICROWAVE 1 RANGE 6 FANS. | MACRO BUILDER INC | R | 2433 | 22 | 2566 | 33RD AV |  |  | ISSUED | 2019-09-17
EW201909263794 | 2019-09-26 | INSTALL A DEDICATED CIRCUIT FOR THE AC UNIT | LIGHTHOUSE ELECTRIC | R | 491 | 37 | 3315 | FILLMORE ST | 401 | 4 | ISSUED | 2019-09-26
EW201909263788 | 2019-09-26 | REWIRING 2 ADU UNITS INSTALL 2 SUBPANELS 70 OUTLETS 60 LIGHTS.. | Y G ELECTRIC INC | R | 1156 | 28 | 1743 | GOLDEN GATE AV | 0 | 1 | ISSUED | 2019-09-26
EW201909103415 | 2019-09-10 | INSTALL 4 ELECTRICAL SERVICE METERS FOR ADU | Y G ELECTRIC INC | R | 212 | 27 | 1085 | WASHINGTON ST |  | 1 | COMPLETE | 2019-09-19
E201909164181 | 2019-09-16 | REWIRE ENTIRE UNIT | HING WAH CONSTRUCTION INC | R | 3534 | 14 | 194 | GUERRERO ST |  |  | ISSUED | 2019-09-16
E201909184251 | 2019-09-18 | RETAIL 4: TENANT IMPROVEMENT WITH 200 AMP SUBPABEL. LIGHTING RECEPTACLES EXHAUST FAN HEATER INSTA HOT. 806 SQFT 9 CIRCUITS 150 AMP 2" C (4) 1/0 & #10 GROUND. 12 LIGHTS 6 SWITCHES 20 RECEPTACLES 1 FAN | TROY WILLIAMS-TAN ELECTRIC | C | 1193 | 9 | 2118 | HAYES ST |  |  | ISSUED | 2019-09-18
EW201909093384 | 2019-09-09 | REMOVE ELEVATOR SUBPANEL AND FEDERAL PACIFIC BREAKER. REPLACE NEW 40A 3P FUSED DISCONNECT | REF CORP | R | 3620 | 77 | 3618 | 22ND ST |  | 1 | COMPLETE | 2019-09-18
EW201909123492 | 2019-09-12 | INSTALL NEW SUBPANEL CAR CHARGER (2) LIGHT FIXTURES AND (3) GFIS IN THE GARAGE. | RAKE ELECTRIC | R | 1336 | 26 | 79 | WEST CLAY ST |  | 1 | ISSUED | 2019-09-12
EW201909103405 | 2019-09-10 | IN REFERENCE TO N.O.V #201865501 | OJEDA ELECTRIC | R | 624 | 13 | 1945 | CLAY ST | 0 | 4 | ISSUED | 2019-09-10
EW201909023241 | 2019-09-02 | RENEW PERMIT# EW201704194930 FOR FINAL INSPECTION | C J CONSTRUCTION | R | 1066 | 30 | 680 | SPRUCE ST |  | 1 | COMPLETE | 2019-09-04
EW201909043301 | 2019-09-04 | ELECTRICAL TRIM LIGHTING INSTALLATION. | MC 2 ELECTRIC INC. | C | 1435 | 41 | 225 | CLEMENT ST |  | 0 | ISSUED | 2019-09-04
EW201909243711 | 2019-09-24 | INSTALL OUTDOOR OUTLET. | COIL ELECTRIC | R | 3588 | 3 | 720 | VALENCIA ST |  | 1 | COMPLETE | 2019-10-02
EW201909183600 | 2019-09-18 | NEW INTERIOR SUB PANEL. ROOF ATTACHMENTS FOR FUTURE SOLAR PV SYSTEM. CONDUIT. | LUMINALT ENERGY CORPORATION | R | 6696 | 018D | 79 | BEMIS ST |  | 1 | ISSUED | 2019-09-18
EW201909093396 | 2019-09-09 | INSTALLATION OF (10) AC PV MODULES. - 10 ROOF-MOUNTED SOLAR PV MODULES 360 WATTS PER MODULE 10 INTERACTIVE INVERTER TOTAL NO. OF RATING 3.15 KW. | LUMINALT ENERGY CORPORATION | R | 5230 | 32 | 2250 | JERROLD AV | 11 | 1 | ISSUED | 2019-09-09
EW201909173571 | 2019-09-17 | BATTERY BACKUP SYSTEM. (1) TESLA BACKUP GATEWAY (1) TESLA POWERWALL BATTERY (1) BACKUP PANEL ALL NECESSARY CONDUIT CONDUCTORS MONITORING AND BREAKERS. | LUMINALT ENERGY CORPORATION | R | 6774 | 32 | 179 | HEARST AV |  | 1 | ISSUED | 2019-09-17
E201909124102 | 2019-09-12 | SOLAR: 12 PV MODULES 360 WATTS PER MODULE 4.32 SYSTEM (DC) KW NEW SUB PANEL AND NEMA 14-50 OUTLET FOR EVSE INSTALLED UNDER PERMIT EW201908132803. PLAN 2455 | LUMINALT ENERGY CORPORATION | R | 1376 | 60 | 5436 | CALIFORNIA ST | 0 |  | ISSUED | 2019-09-12
EW201909043291 | 2019-09-04 | UPGRADE AN EXISTING SUB-PANEL FROM 1000A TO 1200A INSTALL STANCHIONS FOR ROOFTOP PHOTOVOLTAIC EXPANSION. | LUMINALT ENERGY CORPORATION | R | 874 | 14 | 1 | CHURCH ST |  | 1 | ISSUED | 2019-09-04
EW201909273803 | 2019-09-27 | INSTALLATION OF A ROOFTOP PHOTOVOLTAIC SYSTEM. EQUIPMENT TO INCLUDE (9) 360 W PV AC MODULES. - 9 ROOF-MOUNTED SOLAR PV MODULES 360 WATTS PER MODULE 9 INTERACTIVE INVERTER TOTAL NO. OF RATING 2.835 KW. | LUMINALT ENERGY CORPORATION | R | 1891 | 14 | 1569 | 45TH AV |  | 1 | ISSUED | 2019-09-27
EW201909273824 | 2019-09-27 | NEW ELECTRICAL SERVICE UPGRADE 125 AMP OVERHEAD SERVICE | GPM ELECTRIC LLC | R | 4970 | 22 | 971 | INGERSON AV |  | 1 | ISSUED | 2019-09-27
EW201909093386 | 2019-09-09 | REFERENCE PERMIT # E201907012387 REWIRE HOUSE INCLUDING NEW 125 AMP SERVICE | GPM ELECTRIC LLC | R | 6279 | 11 | 654 | ATHENS ST |  | 1 | COMPLETE | 2019-09-13
E201909184245 | 2019-09-18 | VOLUNTARY FA SYSTEM UPGRADE. MAIN SCHOOL BUILDING BUILDING B (GYM) AND BUILDING E & F CLASSROOMS TO BE NETWORKED WITH EXISTING NOTIFIER NFS2-3030 FACP IN DORM BLDG VIA 3 NCM-W NETWORK CARD. 9 POWER SUPPLIES 244 SMOKE DETECTORS W/BASES (3) HEAT DETECTORS W/BASES 6 BEAM DETECTORS 25 MODULES 38 PULL STATIONS 156 SPEAKER STROBES | BAY CITIES PYROTECTOR INC | C | 5992A | 59 | 501 | CAMBRIDGE ST |  |  | ISSUED | 2019-09-18
E201909124097 | 2019-09-12 | KITCHEN AND BATH REMODEL CHANGING CABINET AND FIXTURES. ADD A NEW 2ND BATH. INSTALL 15 LIGHTS 20 SWITCHES 20 RECEPTACLES. | K G COMPANY | R | 860 | 58 | 450 | WALLER ST |  |  | ISSUED | 2019-09-12
EW201909243725 | 2019-09-24 | INSTALLATION OF LED STRIP LIGHTS OVER TUB REUSE EXISTING CIRCUIT | BIT ELECTRICAL INC | R | 491 | 37 | 3315 | FILLMORE ST | 401 | 4 | COMPLETE | 2019-09-30
E201909244394 | 2019-09-24 | INSTALL 12 RECESSED LIGHTS | HOME QUALITY REMODELING | R | 478 | 22 | 1125 | FRANCISCO ST |  |  | ISSUED | 2019-09-24
E201909244393 | 2019-09-24 | INSTALL 12 RECESSED LIGHTS | HOME QUALITY REMODELING | R | 478 | 24 | 1125 | FRANCISCO ST | 4 |  | FILED | 2019-09-24
E201909254409 | 2019-09-25 | SOLAR PLAN 2512 INSTALL 13 PV MODS 360 WATTS/MOD 4.68 (DC) KW SYS. | ALBION POWER COMPANY INC | R | 4013 | 4 | 514 | UTAH ST |  |  | ISSUED | 2019-09-25
EW201909133512 | 2019-09-13 | NEW 200A MAIN PANEL | TESLA ENERGY OPERATIONS | R | 2864 | 14 | 468 | DEWEY BL |  | 1 | ISSUED | 2019-09-13
EW201909253745 | 2019-09-25 | INSTALL SOLAR PANELS 3.78 KW (12 PANELS) | TESLA ENERGY OPERATIONS | R | 6592 | 48 | 325 | 27TH ST |  | 1 | ISSUED | 2019-09-25
EW201909173587 | 2019-09-17 | TOTAL REWIRE OF NEW LIVEABLE AREA IN GROUND FLOOR.INCLUDES NEW MEDIA ROOM STUDY ROOM FAMILY ROOM FULL BATHROOM AND A LAUNDRY ROOM. INSTALL UPDATED SUB-PANEL TO ALLOW FOR NEW CIRCUITS. | CAHALANE ELECTRIC INC | R | 2803 | 40 | 1026 | CASTRO ST |  | 1 | ISSUED | 2019-09-17
EW201909103406 | 2019-09-10 | INSTALL OUTLETS IN BASEMENT FOR NEW APPLIANCES | 328 CONSTRUCTION | R | 349 | 3 | 1 | JONES ST | 0 | 1 | ISSUED | 2019-09-10
EW201909043303 | 2019-09-04 | LOW VOLTAGE DATA AND COMMUNICATIONS CABLING AS NEEDED FOR NETWORK IFRUSTRUCTURE. LOW VOLTAGE SECURITY CABLING AND DEVICES AS NEEDED FOR SECURITY SYSTEM | POINT ONE ELECTRICAL SYSTEMS INC | C | 3704 | 68 | 989 | MARKET ST |  | 6 | ISSUED | 2019-09-04
E201909204311 | 2019-09-20 | INSTALL 1 LIGHT IN THE BACKYARD. | PETER LIU CONSTRUCTION INC | R | 248 | 24 | 1455 | SACRAMENTO ST |  |  | ISSUED | 2019-09-20
EW201909053324 | 2019-09-05 | REMOVE AND REPLACE ANTENNAS AND THE ADDITION OF RADIOS WITH ASSOCIATED CABLING. | ELECTRIC TECH CONSTRUCTION INC | R | 446 | 2 | 15 | MARINA BL |  | 0 | COMPLETE | 2019-09-09
EW201909273801 | 2019-09-27 | MODULAR OFFICE FURNITURE INSTALLATION OF POWER RAILS FOR (18) WORK STATIONS ON THE 11TH FLOOR - SUITE 1100. | ALL MODULAR SYSTEMS INC. | C | 238 | 1 | 275 | BATTERY ST |  | 11 | ISSUED | 2019-09-27
EW201909113453 | 2019-09-11 | INSTALLATION OF (64) MODULAR WORKSTATIONS | ALL MODULAR SYSTEMS INC. | C | 233 | 44 | 4 | EMBARCADERO CENTER * |  | 2500 | ISSUED | 2019-09-11
E201909043860 | 2019-09-04 | INSTALL (1) ILLUMINATED WALL SIGN ON MALL INTERIOR FOR "TOURNEAU" | CITY SIGNS | C | 3705 | 55 | 845 | MARKET ST | 0 | 1/F | ISSUED | 2019-09-04
E201909244376 | 2019-09-24 | REPLACE SERVICE ENTRANCE AND MAST HEAD. REPLACE SERVICE RACEWAY. | KWONG ASSOCIATES | R | 1690 | 37 | 800 | 48TH AV | 0 |  | ISSUED | 2019-09-24
E201909274498 | 2019-09-27 | ADD OUTLET FOR WATER HEATER AND REPLACE SMOKE DETECTOR. INSTALL OR REPLACE 4 INTERIOR LIGHTING OF COMMON AREA AND OR HALLWAY . INSTALL OR REPLACE 6 EXTERIOR LIGHTS. | GALAXY BUILDING CONSTRUCTION | R | 6204 | 12 | 38 | TEDDY AV |  |  | ISSUED | 2019-09-27
E201909164165 | 2019-09-16 | INSTALLATION OF A TESLA POWERWALL 13.5 KWH/ 5.0 KW | CLEAN SOLAR INC | R | 2821 | 24 | 71 | PANORAMA DR | 0 |  | ISSUED | 2019-09-16
E201909194282 | 2019-09-19 | COMPLETE WORK FOR PERMIT E201806083727. NEW CONTRACTOR | ALEX BUILDER INC | R | 2473 | 40 | 2616 | 24TH AV |  |  | ISSUED | 2019-09-19
E201909264472 | 2019-09-26 | APT #603. REWIRE ENTIRE APARTMENT. ADD NEW ELELCTRICAL PANEL 60 AMP. 20 CIRCUITS 40 LIGHTS 25 SWITCHES 45 RECEPTACLES 3 FANS 1 DISHWASHER 1 GARBAGE DISPOSAL 1 MICROWAVE 1 RANGE 5 SMOKE DETECTORS. | STRONG BUILDERS CONSTRUCTION INC | R | 569 | 6 | 1740 | BROADWAY * |  |  | ISSUED | 2019-09-26
EW201909043273 | 2019-09-04 | 200AMP METER MAIN UPGRADE | PAURIC ELECTRIC | R | 2989A | 8 | 70 | SANTA CLARA AV |  | 1 | COMPLETE | 2019-09-10
EW201909123464 | 2019-09-12 | NEW WIRING THROUGH OUT STUDIO | M F ELECTRIC | R | 4030 | 31 | 655 | KANSAS ST |  | 1 | ISSUED | 2019-09-12
EW201909113444 | 2019-09-11 | INSTALL 300 NEW CAT6A CABLES PLENUM RATED | A G C | R | 3903 | 4 | 1300 | BRYANT ST |  | 1 | ISSUED | 2019-09-11
E201909104039 | 2019-09-10 | NEW CKT FOR COOKTOP: 240V/40A. | HILLHOUSE ELECTRICAL | R | 3800 | 216 | 888 | 07TH ST | 15 |  | ISSUED | 2019-09-10
E201909114056 | 2019-09-11 | INSTALL RESIDENTIAL ELEVATOR | REICA CONSTRUCTION INC | R | 1810 | 17 | 1487 | 43RD AV |  |  | ISSUED | 2019-09-11
E201909093987 | 2019-09-09 | UPGRADE WIRE AND ADD SUBPANEL. | AL J ELECTRIC COMPANY | R | 2630 | 23 | 66 | WOODLAND AV | 0 |  | ISSUED | 2019-09-09
EW201909263773 | 2019-09-26 | HORIZONTAL CABLING AND CONNECTIVITY WITH EXISTING IDF ROOM BUILD OUT. | MCMILLAN DATA COMMUNICATIONS | R | 3717 | 21 | 150 | SPEAR ST |  | 10 | ISSUED | 2019-09-26
EW201909113442 | 2019-09-11 | KITCHEN COSMETIC. NO ELECTRICAL | POLR ELECTRIC | R | 3587 | 127 | 3620 | 19TH ST | 26 | 26 | COMPLETE | 2019-09-17
E201909053908 | 2019-09-05 | REMODEL BATHROOM. | DOUGLAS CLEAVELAND | R | 1332 | 041A | 110 | 27TH AV |  |  | ISSUED | 2019-09-05
E201909234333 | 2019-09-23 | NEW ELECTRICAL THROUGHOUT. KITCHEN REMODEL BATHROOMS REMODEL RECESSED LIGHTS OUTLETS GFCI | CHL CONSTRUCTION COMPANY | R | 5384A | 8 | 1722 | QUINT ST |  |  | ISSUED | 2019-09-23
EW201909113447 | 2019-09-11 | INSTALLING A 2.92KW PV SYSTEM 8 MODULES AND 1 CENTRAL INVERTER - 8 ROOF-MOUNTED SOLAR PV MODULES 365 WATTS PER MODULE 1 INTERACTIVE INVERTER TOTAL NO. OF RATING 2.92 KW. | ALL BAY SOLAR | R | 6656 | 43 | 1827 | CHURCH ST |  | 2 | ISSUED | 2019-09-11
E201909053917 | 2019-09-05 | KITCHEN REMODEL | IVAN ALBERTO RIVERA RIVAS DBA TRILLIUM | R | 564 | 56 | 2295 | VALLEJO ST | 407 |  | ISSUED | 2019-09-05
EW201909263787 | 2019-09-26 | REWIRE 2 X BATHROOM BEDROOM HALL AND LAUNDRY ROOM | A R D MAC ELECTRIC | R | 48 | 6 | 930 | CHESTNUT ST | 0 | 1 | ISSUED | 2019-09-26
E201909234351 | 2019-09-23 | REPLACE TOILET AND SINK NEW VANITY NEW TILE FLOOR. BATHROOM REMODEL IN KIND. NEW LED LIGHTS. 2 LIGHTS 2 SWITCHES 1 RECEPTACLES 1 FAN. | DAVID M GORAY | R | 1692 | 53 | 875 | LA PLAYA * | 477 | 4/F | ISSUED | 2019-09-23
E201909194277 | 2019-09-19 | REMODEL KITCHEN IN KIND. ELECTRICAL WIRING AND ELECTRICAL FIXTURES AS NEEDED. 40AMP SUB PANEL. | ADEMO CONSTRUCTION | R | 519 | 16 | 1882 | FILBERT ST |  |  | ISSUED | 2019-09-19
E201909104008 | 2019-09-10 | UNIT 7: REWIRE SMALL APARTMENT. INSTALL 60 AMP SUBPANEL IN UNIT. 12 LIGHTS 14 OUTLETS 8 SWITCHES 10 CIRCUITS 1 FAN 1 DISHWASHER 1 GARBAGE DISPOSAL 1 MICROWAVE 1 RANGE 3 SMOKE DETECTORS | VALLIN ELECTRIC | R | 156 | 49 | 1157 | BROADWAY * |  |  | ISSUED | 2019-09-10
EW201909153521 | 2019-09-15 | INSTALL A SOLAR PHOTO VOLTAIC SYSTEM COMPRISED OF 9 SOLAR PANELS AND 9 MICRO INVERTERS. - 9 ROOF-MOUNTED SOLAR PV MODULES 335 WATTS PER MODULE 9 INTERACTIVE INVERTER TOTAL NO. OF RATING 2.61 KW. | SAVE A LOT SOLAR | R | 6250 | 008C | 27 | TALBERT ST |  | 1 | COMPLETE | 2019-09-25
E201909164159 | 2019-09-16 | ADD NEW FULL BATHROOM AND RELOCATE EXISTING WASHER/DRYER. | THREEMILE CONSTRUCTION | R | 2165 | 25 | 2074 | 46TH AV |  |  | ISSUED | 2019-09-16
EW201909223666 | 2019-09-22 | ADD ELECTRICAL TO BASEMENT LEVEL TO A MEDIA ROOM 1 BATHROOM WITH STEAM UNIT RELOCATE EXISTING LIGHTS OUTLETS | ROWLAND CONSTRUCTION CO | R | 2748 | 007A | 18 | ROMAIN ST |  | 1 | ISSUED | 2019-09-22
E201909053903 | 2019-09-05 | APT M1-509: KITCHEN & BATHROOM : REPLACE PLUGS LIGHTS SWITCHES GFCI. | PS2 INC | R | 707 | 48 | 1730 | OFARRELL ST |  |  | COMPLETE | 2019-10-02
E201909174204 | 2019-09-17 | UFER GROUND | SFT CONSTRUCTION CORP | R | 0417B | 12 | 3800 | SCOTT ST |  |  | ISSUED | 2019-09-17
EW201909043286 | 2019-09-04 | ADDED A RECEPTACLE FOR A CORD REEL | KOMAC ELECTRIC INC | C | 3751 | 78 | 399 | 04TH ST |  | 1 | ISSUED | 2019-09-04
E201909124108 | 2019-09-12 | UNIT 206: INSTALL NEW SUBPANEL NEW OUTLETS NEW LIGHTS SWITCHES RECEPTACLES THROUGHOUT UNIT INCLUDING KITCHEN & BATHROOM REMODELING. ADD CKTS FOR NEW LAUNDRY BOX. | GRIZZLY BUILDERS INC. | R | 872 | 1 | 15 | HERMANN ST |  |  | ISSUED | 2019-09-12
E201909204300 | 2019-09-20 | 1ST & 2ND FLOORS FACP 12 PULL STATIONS 46 STROBES 135 SMOKE DETECTORS 7 DUCT SMOKE DETECTORS 9 HEAT DETECTORS 23 HORNOSTRIBES 4 VESDA 1 HORN 2 ADDRESSIBLE MODLES. BPA #201612285974 | CF CONTRACTING INC | C | 3971 | 1 | 2500 | MARIPOSA ST |  |  | ISSUED | 2019-09-20
E201909033837 | 2019-09-03 | 200AMP MAIN SERVICE UPGRADE | BAY CONCEPT CONSTRUCTION INC | R | 2990 | 20 | 350 | LANSDALE AV |  |  | COMPLETE | 2019-09-09
E201909114066 | 2019-09-11 | REMODEL KITCHEN. RELOCATE (4) OUTLETS AND (3) PENDENT LIGHTS | MAJESTIC LANDSCAPE | R | 5809 | 13 | 43 | BACHE ST |  |  | ISSUED | 2019-09-11
E201909264446 | 2019-09-26 | CONVERT PAKRING TO UNIT. INSTALL 100 LIGHTS 120 SWITCHES 150 RECEPTACLES 6 FANS 6 DISHWASHER 6 MICROWAVE 6 SMOKE DETECTORS. | S L M DEVELOPMENT INC. | C | 1103 | 13 | 70 | TERRA VISTA AV |  |  | ISSUED | 2019-09-26
EW201909253749 | 2019-09-25 | REWIRE UNIT | SFC ELECTRIC CO | R | 0443A | 21 | 1745 | BEACH ST |  | 3 | ISSUED | 2019-09-25
EW201909163549 | 2019-09-16 | INSTALL NEW ELECTRICAL FOR ADU | SFC ELECTRIC CO | R | 825 | 39 | 411 | PIERCE ST |  | 1 | ISSUED | 2019-09-16
E201909244396 | 2019-09-24 | UNIT 1506: INSTALL PENDANT/CAN/UNDER CABINET LIGHTS. INSTALL BATH FAN ON ITS OWN CIRCUIT. REINSTALL APPLIANCES AS NEEDED. 2 LIGHTS 10 SWITCHES | D M BUILDERS | R | 8706 | 1 | 255 | KING ST |  |  | ISSUED | 2019-09-24
EW201909133518 | 2019-09-13 | INSTALLATION OF ROOF MOUNTED ELECTRIC PV SYSTEM CONSISTING OF 12 MODULES AND 1 INVERTER - 12 ROOF-MOUNTED SOLAR PV MODULES 300 WATTS PER MODULE 1 INTERACTIVE INVERTER TOTAL NO. OF RATING 3.8 KW. | SOLARUNION DBA FIRSTPV INC | R | 2968B | 20 | 35 | EL SERENO CT |  | 1 | ISSUED | 2019-09-13
EW201909123499 | 2019-09-12 | INSTALLATION OF ROOF MOUNTED ELECTRIC PV SYSTEM - 12 ROOF-MOUNTED SOLAR PV MODULES 300 WATTS PER MODULE 1 INTERACTIVE INVERTER TOTAL NO. OF RATING 3.8 KW. | SOLARUNION DBA FIRSTPV INC | R | 1766 | 29 | 1370 | 12TH AV |  | 1 | ISSUED | 2019-09-12
EW201909053314 | 2019-09-05 | UNIT 5: BATHROOM REMODEL IN-KIND (55 SQ. FT.) INSTALL 30 AMP OUTLET DRYER IN CLOSET INSTALL GFCI CIRCUIT LIGHTS AND BATHROOM FAN. REPLACE SUBPANEL. | BLUE WOOD CONSTRUCTION INC | R | 2826 | 105 | 11 | PEREGO TR |  | 2 | ISSUED | 2019-09-05
E201909043865 | 2019-09-04 | SITE: POLE HAIGT0026 NEARLEST 4731 17TH STREET : INSTALLATION OF 3RD PARTY COMMUNICATION EQUIPMENT ON PG&E POLE. INSTALL EQUIPMENT - ELECTRICAL METER DISCONNECT BOX RADIOS AND ANTENNAE; 2-10AWG 2X15AMP CKTS. | PINNACLE POWER SERVICES INC | C | 9999 | 999 | 999 | UNKNOWN * |  | 4731 17TH STREET | COMPLETE | 2019-10-01
E201909134142 | 2019-09-13 | INSTALL UFER GROUND IN FOOTING AND RELOCATE WIRE/LIGHTS( IF NECESSARY) WHEN DOING THE SOFT STORY RETROFIT. | JONES BROS CONSTRUCTION & DESIGN INC | R | 41 | 4 | 2233 | POWELL ST |  |  | ISSUED | 2019-09-13
E201909264459 | 2019-09-26 | REPLACE 6/12 SUB PANEL WITH A 12/24 PANEL - FUSED AT 60 AMP | CA SUNRISE CONSTRUCTION SOLUTION INC | R | 6593 | 43 | 1410 | DOLORES ST |  |  | ISSUED | 2019-09-26
E201909264450 | 2019-09-26 | UNIT 2322: KITCHEN & BATHROOM REMODEL UPGRADE/RELOCATE ELECTRICAL PANEL | ROD'S GENERAL BUILDERS INC | R | 813 | 7 | 1390 | MARKET ST | 0 |  | ISSUED | 2019-09-26
EW201909243732 | 2019-09-24 | REMODEL OF 2 BED 2 BATH APARTMENT WITH NEW KITCHEN LAYOUT AND LAUNDRY | IRWELL ELECTRIC | R | 0215C | 26 | 1333 | JONES ST | 606 | 606 | ISSUED | 2019-09-24
E201909234363 | 2019-09-23 | 2/F: CHANGE ELECTRICAL FIXTURES BATHROOM; 2 LIGHTS 1 SWITCH 2 RECEPTACLES 1 FAN | JOSE MARTINEZ | C | 804 | 11 | 860 | HAYES ST |  |  | ISSUED | 2019-09-23
E201909234365 | 2019-09-23 | KITCHEN AND 2 BATH REMODEL | SUNSET REMODELING AND DESIGN INC | R | 1609 | 20 | 746 | 36TH AV |  |  | ISSUED | 2019-09-23
E201909234368 | 2019-09-23 | SOLAR PLAN 2467. 270 PV MODS 16 WATTS PER MOD 4.32 = DC KW SYSTEM | GOLDEN GATE SOLAR | R | 3211 | 29 | 129 | SANTA YNEZ AV |  |  | ISSUED | 2019-09-23
E201909244401 | 2019-09-24 | UNIT 102: FULL ELECTRICAL UPGRADE ADD SUBPANEL. | CASLEZ CONSTRUCTION INC | R | 977 | 13 | 2898 | JACKSON ST |  |  | ISSUED | 2019-09-24
E201909174191 | 2019-09-17 | #41: NEW SUBPANEL NEW LIGHTS NEW SWITCHES. | CASLEZ CONSTRUCTION INC | R | 272 | 001B | 737 | PINE ST |  |  | ISSUED | 2019-09-17
EW201909123478 | 2019-09-12 | PER PG&E AND INSPECTOR BENJAMIN YEE REFERENCING PERMIT # 201804032121: RELOCATING SOLAR BACK FEED BREAKER TO APPROVED SERVICE PANEL FOR JOB ADDRESS 5627 CALIFORNIA ST. | MICHAEL DELP - MAD ENERGY | R | 1415 | 001C | 5627 | CALIFORNIA ST |  | 3 | COMPLETE | 2019-09-12
E201909124115 | 2019-09-12 | UNIT 1E - REMODEL SECOND BATHROOM IN CONDO | GREEN PLANET REMODELLING INC | R | 648 | 28 | 1817 | CALIFORNIA ST | 1 |  | ISSUED | 2019-09-12
E201909184257 | 2019-09-18 | MOVE KITCHEN ADD BATHROOM REMOVATE (E) BATHROOM ADD 14 LIGHTS UPGRADE ELECTRICAL ADD 125A SUBPANEL. 20 LIGHTS 22 SWITCHES 30 RECEPTACLES 4 FANS 1 DISHWASHER 1 GARBAGE DISPOSAL 1 MICROWAVE 1 RANGE 4 SMOKE DETECTORS | GOLDEN STATE DEVELOPMENT INC | R | 3612 | 131 | 2968 | 21ST ST | 0 |  | ISSUED | 2019-09-18
EW201909273823 | 2019-09-27 | INSTALLATION OF 10 PHOTOVOLTAIC MODULES MOUNTED ON A FLAT ROOF WHIT 10 240 ENPHASE IQ7-60-2-US TOTAL 3.0 KW SOLAR SYSTEM - 10 ROOF-MOUNTED SOLAR PV MODULES 300 WATTS PER MODULE TOTAL NO. OF RATING 3 KW. | SUNLIGHT ELECTRI-CAL SOLUTIONS | R | 2427 | 8 | 2531 | 26TH AV |  | 2 | ISSUED | 2019-09-27
E201909124090 | 2019-09-12 | KITCHEN MW DW GARBAGE DISPOSAL OUTLETS | CPG CONSTRUCTOIN INC | R | 1632 | 14 | 620 | FUNSTON AV |  |  | ISSUED | 2019-09-12
E201909114048 | 2019-09-11 | LED LIGHTING UPGRADE TO COMMON AREA LIGHTING. 672 LIGHTS | SITELOGIQ INC | R | 831 | 23 | 325 | OCTAVIA ST |  |  | ISSUED | 2019-09-11
EW201909243700 | 2019-09-24 | 200 AMPS MAIN ELECTRICAL PANEL UPGRADE FROM 50 AMPS. | M J B ELECTRIC INC /MR ELEC OF SAN MATEO | R | 6463 | 71 | 35 | POPE ST |  | 1 | ISSUED | 2019-09-24
E201909124116 | 2019-09-12 | INSTALL NEW KITCHEN ON SECOND FLOOR. REMOVE KITCEHN ON FIRST FLOOR. NO WORK ON THIRD FLOOR; LIGHTS SWITCHES RECEPTACLES ETC... | MR WU CONSTRUCTION | R | 1873 | 1 | 2301 | KIRKHAM ST |  |  | ISSUED | 2019-09-12
E201909164177 | 2019-09-16 | BATHROOM REMODEL. NEW PLUGS LIGHTS SWITCHES. | SKYLIGHT TOOLS INC | R | 1438 | 11 | 329 | 06TH AV |  |  | ISSUED | 2019-09-16
E201909264473 | 2019-09-26 | APT 306: REMODEL KITCHEN & BATHROOM. NEW APPLIANCES NEW WASHER/DRYER NEW LIGHTING PLUGS SWITCHES. NEW SUBPANEL. | HALYARD INC (SEE NOTE) | R | 841 | 004A | 400 | PAGE ST |  |  | ISSUED | 2019-09-26
EW201909173578 | 2019-09-17 | INSTALLATION OF EVSE ON NEW 40 AMP CIRCUIT INSIDE EXISTING HOUSE PANEL. | EVERCHARGE INC | C | 3978 | 5 | 451 | KANSAS ST | 266 | 1 | COMPLETE | 2019-09-30
E201909053910 | 2019-09-05 | INSTALL FIRE ALARM COMMUNICATION UNIT TO MONITOR FIRE SPRINKLER SYSTEM PER SFFD AB4.11. SPRINKLER WATERFLOW AND SUPERVISORY SYSTEM PE RNFPA 72-2016 SECTION 23.8.5.5.1 | POLY-ON SECURITY SYSTEM INC. | R | 1669 | 25 | 5024 | FULTON ST |  |  | ISSUED | 2019-09-05
E201909164179 | 2019-09-16 | ELECTRICAL JOB IN 1 BAHTROOM AND 1 BEDROOM IN THE GARAGE. ELECTRICAL WIRING AND ELECTRICAL FIXTURE AS NEEDED. | LEON ELECTRIC | R | 5727 | 10 | 554 | BANKS ST |  |  | ISSUED | 2019-09-16
E201909184217 | 2019-09-18 | T.I. OF (E) VACANT SPACE INTO LIMITED RESTAURANT - SANDWICH SHOP.NEW PLUGS LIGHTS SWITCHES INSTALL 1-200A 120/208 4WIRE (E) PANLE A 4-3/0 WITH 1#6 GROUND 28 CKTS 1-200A (E) PANEL A WIRE WALK-IN COOLER 1-FREEZER 3=INSTA HOTS. ALL ELECTRICAL PER PLANS AS NECCESSARY AND AS TO CODE. | PAUL CAPRON CONTRACTING | C | 8706 | 266 | 213 | KING ST |  |  | ISSUED | 2019-09-18
E201909234340 | 2019-09-23 | INSTALLATION OF ENCASED GROUNDING CONDUCTOR (UFFER GROUND) | J POWER ELECTRICAL | R | 2048 | 4 | 461 | NORIEGA ST |  |  | ISSUED | 2019-09-23
EW201909253738 | 2019-09-25 | SURVEY INSPECTION | BV ELECTRIC INCORPORATED | R | 1110 | 002C | 395 | EWING TR |  | 1 | COMPLETE | 2019-09-27
EW201909163525 | 2019-09-16 | LIGHTING LIGHTING CONTROLS POWER AND FIRE ALARM FOR 5TH FLOOR SPEC SUITE & RR | VICTORY ELECTRIC | C | 240 | 7 | 580 | CALIFORNIA ST |  | 5 | ISSUED | 2019-09-16
E201909274494 | 2019-09-27 | PAYMENT FOR INVESTIGATIVE FEE FOR NOV #201967931. ELECTRICAL PERMIT UNDER E201909244384 |  | R | 779 | 137 | 988 | FULTON ST | 0 |  | ISSUED | 2019-09-27
E201909174212 | 2019-09-17 | FOR ELECTRICAL SURVEY INSPECTION |  | R | 1848 | 48 | 1412 | 06TH AV |  |  | ISSUED | 2019-09-17
EW201909263770 | 2019-09-26 | LEVEL 1 "TENANT IMPROVEMENT" CHANGES AND/OR ADDITIONS TO THE ELECTRICAL DISTRIBUTION EQUIPMENT BRANCH CIRCUIT WIRING DEVICES LIGHTING FIXTURES LIFE SAFETY MECHANICAL AND PLUMBING EQUIPMENT. LOW VOLTAGE TELE/DATA WORK TO BE PERFORMED BY OTHER C10 ELECTRICAL SUB-CONTRACTOR UNDER SEPARATE SFDBI PERMIT. | DECKER ELECTRIC CO INC | R | 8721 | 29 | 1515 | 03RD ST | 0 | 1 | ISSUED | 2019-09-26
EW201909033246 | 2019-09-03 | BRANCH - TI & LIFE SAFETY | MC MILLAN ELECTRIC | C | 238 | 8 | 350 | CALIFORNIA ST | 0 | 0 | ISSUED | 2019-09-03
EW201909263777 | 2019-09-26 | DUANE MORRIS - LIGHTING LIGHTING CONTROLS POWER LIFE SAFETY | MC MILLAN ELECTRIC | C | 3713 | 6 | 1 | MARKET ST |  | 21 | ISSUED | 2019-09-26
EW201909263779 | 2019-09-26 | DUANE MORRIS - LIGHTING LIGHTING CONTROLS POWER LIFE SAFETY | MC MILLAN ELECTRIC | C | 3713 | 6 | 1 | MARKET ST |  | 22 | ISSUED | 2019-09-26
EW201909273814 | 2019-09-27 | SOUTH COOLING TOWER REPLACEMENT | MC MILLAN ELECTRIC | C | 3749 | 62 | 303 | 02ND ST |  | 0 | ISSUED | 2019-09-27
EW201909183595 | 2019-09-18 | PROVIDE POWER LIGHTING AND LOW VOLTAGE TO NEW RESIDENTIAL CONSTRUCTION BUILDING. | BRAYER ELECTRIC COMPANY | R | 8954 | 1 | 201 | MACALLA RD |  | 1 | ISSUED | 2019-09-18
EW201909123490 | 2019-09-12 | ELECTRICAL ALTERATIONS IN SUITE # 300 - 3RD FLOOR | MCCLURE ELECTRIC INC | C | 176 | 27 | 535 | PACIFIC AV | 300 | 3 | ISSUED | 2019-09-12
EW201909233686 | 2019-09-23 | ADD LOW FREQUENCY HORNS TO EXISTING UNITS AND REPLACE FIRE ALARM | BYINGTON ELECTRIC CORP | R | 778 | 012B | 1096 | FULTON ST |  | 1 | ISSUED | 2019-09-23
EW201909033268 | 2019-09-03 | BUILD-OUT OF 45TH FLOOR INCLUDING LIGHTING POWER LIFE SAFETY DEVICES AND LOW VOLTAGE SYSTEMS @ SALESFORCE TOWER 415 MISSION STREET | PAGANINI ELECTRIC CORP(SEE SIGNATORIES) | C | 3720 | 9 | 415 | MISSION ST |  | 45 | ISSUED | 2019-09-03
EW201909263789 | 2019-09-26 | OFFICE RENOVATIONS INCLUDING REPLACING EXISTING FIXTURES WITH TITLE-24 COMPLIANT LIGHTS POWER AND FIRE ALARM DEVICES @ USF- 2130 FULTON ST KALMANOVITZ HALL LOWER FIRST FLOOR DEAN'S OFFICE. | PAGANINI ELECTRIC CORP(SEE SIGNATORIES) | C | 1145 | 3 | 2130 | FULTON ST |  | 1 | ISSUED | 2019-09-26
EW201909233697 | 2019-09-23 | SERVICE UPGRADE TO 125 AMPERES. | DELTA ELECTRIC | R | 2150 | 018A | 2010 | 31ST AV |  | 1 | ISSUED | 2019-09-23
EW201909253741 | 2019-09-25 | LS WITNESS TEST EC2119 EC1973 - FLOORS 26TH-30TH TUE 10/1/19 10:00AM TO 11:00AM | C B F INC | C | 288 | 32 | 333 | BUSH ST | 0 | 26 27 28 29 30 | ISSUED | 2019-09-25
EW201909243707 | 2019-09-24 | ATRIUM ALTERATIONS - EC2364 | C B F INC | C | 3713 | 6 | 1 | MARKET ST |  | 1 | ISSUED | 2019-09-24
EW201909203652 | 2019-09-20 | ELEC & LIFE SAFETY UPGRADE - EC2367 | C B F INC | C | 3740 | 34 | 221 | MAIN ST |  | 16 | ISSUED | 2019-09-20
EW201909123467 | 2019-09-12 | ELEC AND LIFE SAFETY DEMO AND BUILD OUT - EC2329 | C B F INC | C | 228 | 38 | 475 | SANSOME ST |  | 21 | ISSUED | 2019-09-12
EW201909123488 | 2019-09-12 | LIFE SAFETY WITNESS TEST FRI 9/20/19 9:00AM W/ DAJUAN 415 310-4501 (EC2277) | C B F INC | C | 3637 | 69 | 2601 | MISSION ST |  | 9 | ISSUED | 2019-09-12
EW201909113448 | 2019-09-11 | ELEC AND LIFE SAFETY BUILD OUT - EC2356 | C B F INC | C | 258 | 32 | 601 | CALIFORNIA ST | 0 | 150 | ISSUED | 2019-09-11
EW201909093391 | 2019-09-09 | ELEC AND LIFE SAFETY BUILD OUT 1ST FLOOR EC2147 | C B F INC | C | 136 | 1 | 55 | GREEN ST |  | 1 | ISSUED | 2019-09-09
EW201909253751 | 2019-09-25 | TELDATA LOW VOLTAGE CABLING - TS2812 | C B F INC | C | 311 | 8 | 88 | KEARNY ST |  | 1300 | ISSUED | 2019-09-25
EW201909183609 | 2019-09-18 | LS ELEC - INSTALL (2) SPEAKER STROBES IN 5TH FLOOR RESTROOMS ES9733 | C B F INC | C | 310 | 13 | 77 | MAIDEN LN |  | 5 | ISSUED | 2019-09-18
E201909093979 | 2019-09-09 | 200A MAIN PANEL UPGRADE | RAINBOW CHOY HUNG & CO | R | 2382 | 009A | 2422 | 44TH AV |  |  | ISSUED | 2019-09-09
EW201909183591 | 2019-09-18 | 2ND FLOOR BATH LAUNDRY 6 LED CANS 5 SWITCHES TWO WALL SCONCES 3 FANS 4 PLUGS 2 CIRCUITS | DANNELS ELECTRIC INC | R | 69 | 9 | 1188 | LOMBARD ST | 0 | 2 | ISSUED | 2019-09-18
E201909063942 | 2019-09-06 | APT 203: KITCHEN & BATHROOM REMODELING. INCLUDING REWIRING THROUGHOUT UNIT AND NEW FIXTURES - PLUGS LIGHTS SWITCHES. | SURE INC. | R | 299 | 19 | 861 | SUTTER ST |  |  | ISSUED | 2019-09-06
E201909134124 | 2019-09-13 | UPGRADE SERVICE TO 800AMP 3 PHASE | SURE INC. | R | 272 | 9 | 626 | POWELL ST |  |  | ISSUED | 2019-09-13
E201909093997 | 2019-09-09 | REWIRE WHOLE HOUSE NEW LIGHTING. UPGRADE SERVICE PANEL TO 200AMP. ADD 2 SUBPANELS. | LEI'S CONSTRUCTION CO | R | 3277 | 4 | 145 | MANOR DR |  |  | ISSUED | 2019-09-09
E201909093999 | 2019-09-09 | REWIRE 2ND FL: REMODEL KITCHEN 2 BATHROOMS 2 BEDROOMS LIVING AND DINING ROOM. | LEI'S CONSTRUCTION CO | R | 6448 | 16 | 1136 | MUNICH ST |  |  | ISSUED | 2019-09-09
E201909063932 | 2019-09-06 | ADD NEW HALF-BATHROOM AND NEW GAME ROOM ON GROUND FLOOR. INSTALL 14 LIGHTS 6 SWITCHES 12 RECEPTACLES. | LEI'S CONSTRUCTION CO | R | 6986 | 025A | 134 | JULES AV |  |  | ISSUED | 2019-09-06
E201909063930 | 2019-09-06 | ADD NEW KITCHEN ON GROUND FLOOR. INSTALL 1 LIGHT 1 SWITCH AND 3 RECEPTACLES. | LEI'S CONSTRUCTION CO | R | 1682 | 001H | 830 | 40TH AV |  | G/F | ISSUED | 2019-09-06
E201909164154 | 2019-09-16 | ADD TWO AND HALF BATHROOM AT GROUND FLOOR. NEW WET. TWO BEDROOM MEDIA ROOM AT GROND FLOOR. REMODEL TWO BATHROOMS AND KITCHEN @ 2ND FLOOR. NEW ELECTRICAL WIRING AND ELECTRICAL FIXTURES THROUGHOUT REMODEL AS NEEDED. UPGRADE 200 AMP SERVICES. | LEI'S CONSTRUCTION CO | R | 2993 | 40 | 464 | LANSDALE AV |  |  | ISSUED | 2019-09-16
EW201909283826 | 2019-09-28 | REPLACE SUB PANEL IN UNIT. ADD LAUNDRY ROOM OUTLET LIGHT SWITCH. RECONNECT EXISTING CIRCUIT | LAI'S E & H ELECTRIC INC. | R | 840 | 19 | 443 | OAK ST | 0 | 2 | ISSUED | 2019-09-28
E201909164147 | 2019-09-16 | (1) INTERIOR SIGN "ROLEX" | GOLDEN GATE SIGN COMPANY INC. | C | 3705 | 50 | 845 | MARKET ST |  |  | ISSUED | 2019-09-16
EW201909173569 | 2019-09-17 | UPGRADE EXISTING 30A PANEL TO A 60A PANEL | DELAO ELECTRIC INC | R | 642 | 32 | 1855 | SACRAMENTO ST | 9 | 4 | ISSUED | 2019-09-17
EW201909043304 | 2019-09-04 | 5 SMOKE DETECTORS (2 NEW 3 R & R) AND 3 RELAYS FOR ELEVATOR RECALL FOR PERMIT APP 201906143400. REPLACE EXISTING ELEVATOR MAIN LINE DISCONNECTS ADD DISCONNECTS FOR EXISTING CAR LIGHT CIRCUITS AND REPLACE EXISTING LIGHT FIXTURES TO LED TYPE IN ELEVATOR MACHINE ROOM. | ROD MUSCIO ELECTRICAL | C | 106 | 1 | 201 | FILBERT ST | 0 | 1 | ISSUED | 2019-09-04
EW201909263783 | 2019-09-26 | 635 SACRAMENTO STREET - WELLS FARGO - 1ST FLOOR - WBE JOB # 02-153373 - CONTACT (JIM GRAF 1-415-726-0064) | W. BRADLEY ELECTRIC | C | 240 | 20 | 635 | SACRAMENTO ST |  | 1 | ISSUED | 2019-09-26
EW201909253740 | 2019-09-25 | LIGHTING POWER LIFE SAFETY UPGRADE IN THE STORAGE ROOM ON FLOOR 52 | CAPITOL ELECTRIC CONST | C | 259 | 26 | 555 | CALIFORNIA ST | 0 | 52 | ISSUED | 2019-09-25
EW201909273821 | 2019-09-27 | REWIRE BATHROOM LAUNDRY BEDROOM AND FAMILY ROOM ON GROUND FLOOR. REWIRE KITCHEN INSTALL RECESSED LIGHTS IN KITCHEN AND LIVING ROOM. INSTALL NEW 200 AMP OVERHEAD SERVICE. | J L ELECTRIC | R | 6732 | 61 | 221 | SURREY ST |  | 0 | ISSUED | 2019-09-27
EW201909063364 | 2019-09-06 | 1301SP19OF-650TOWNSEND-FLRS 3&4 ZYNGA RESTACK TI - PROVIDE SAFE OFF OF EXITING CONTROLS TO INCLUDE PHYSICAL POWER & COMM WIRE DETACHMENT FORM MAIN COMM TRUNK. REMOVE DEMO OR NIC ZONES FROM BMS PROGRMMING. DDC CONTROL OF NEW VAV ZONES. DDC CONTROL NEW ELECTRIC REHEAT ZONES. RELOCATE EXISTING ALERTON T STAT AND OR CO2 SENSOR. REMOUNT/RELOCATE TSTATS & WIRE. PROVIDE ALERTON MBS INTEGRATION - QUADS 3C 3D 4C 4D | SYSERCO INC. | C | 3783 | 9 | 650 | TOWNSEND ST |  | 3 4 | ISSUED | 2019-09-06
E201909174187 | 2019-09-17 | INSTALL 20 RECEPTACLES AND LIGHTS 15 SWITCHES AND 4 SMOKE DETECTORS 1 DISHWASHER AND FAN. | C T CONSTRUCTION & PLUMB | R | 5290 | 7 | 1712 | LA SALLE AV |  |  | ISSUED | 2019-09-17
EW201909053346 | 2019-09-05 | TRIM BATHROOM ON GROUND FLOOR FROM OLD PERMIT | UNIACKE ELECTRIC | C | 2658 | 27 | 4690 | 18TH ST |  | 1 | COMPLETE | 2019-09-17
EW201909243717 | 2019-09-24 | 46 WORKSTATIONS FOR MODULAR PARTITION ONLY | SERVICE WEST INC | C | 233 | 44 | 4 | EMBARCADERO CENTER * |  | 39 | ISSUED | 2019-09-24
EW201909113433 | 2019-09-11 | UPGRADE SERVICE INSTALL RECEPTACLES THROUGHOUT AND KITCHEN REMODEL | WELLS ELECTRICAL INC *SEE NOTES* | R | 3051 | 10 | 315 | VALDEZ AV |  | 1 | ISSUED | 2019-09-11
EW201909243720 | 2019-09-24 | NEW U/A 200 AMP SERVICE 5 METERS 5 PANELS UPGRADE GROUNDING | WELLS ELECTRICAL INC *SEE NOTES* | R | 3538 | 25 | 834 | 14TH ST | 0 | 1 | SUSPENDED | 2019-09-30
E201909244388 | 2019-09-24 | INSTALL UFER GROUND | BROTHER COMPANY *** CHECK I.D. *** | R | 1150 | 5 | 813 | LYON ST |  |  | ISSUED | 2019-09-24
EW201909053319 | 2019-09-05 | APARTMENT REMODEL ADDED 15 LIGHT FIXTURES AND EXHAUST FAN. PULL IN THREE NEW HOME RUNS FOR MICROWAVE REFRIGERATOR AND BATHROOM GFI. RETAIN 20 PLUGS AND 5 SWITCHES. | CROWN ELECTRIC | R | 3747 | 59 | 300 | BEALE ST | 411 | 411 | ISSUED | 2019-09-05
EW201909093393 | 2019-09-09 | UP GRADE THE EXISTING 200 AMP SERVICE TO 400 AMPS WIRING FOR A NEW LAUNDRY WRING FOR FOUR GARAGE REMODELS | KEVIN DORGAL ELECTRICAL | R | 1560 | 45 | 2649 | ANZA ST |  | 1 | ISSUED | 2019-09-09
EW201909163537 | 2019-09-16 | ADDRESS: ST JOHN'S CHURCH 25 LAKE ST LIGHTING ADDITIONS IN CHURCH SANCTUARY AND SCHOOL WITH NEW CONTROL PANELS-EXIT SIGNS AND EMERGENCY LIGHTING | CANNING ELECTRIC INC | C | 1361 | 1 | 201 | ARGUELLO BL |  | 1 | ISSUED | 2019-09-16
E201909164150 | 2019-09-16 | BATHROOM - FAN LIGHT OUTLET. INSTALL 1 FAN 1 LIGHTS 1 SWITCH 1 RECEPTACLE. | MARS GENERAL ELECTRIC INC ( CHECK I. D.) | R | 2634 | 86 | 136 | LOCKSLEY AV |  | 3/F | ISSUED | 2019-09-16
E201909164155 | 2019-09-16 | UPGRADE (E) RESTROOM TO ADA. BARRIER REMOVAL. INSTALL 3 LIGHS 3 SWITCHES 1 RECEPTALCE 1 FAN. UPGRADE 1 SUBPANEL 100 AMP. | FRANK LAU CONSTRUCTION CO | C | 193 | 19 | 896 | WASHINGTON ST |  |  | ISSUED | 2019-09-16
EW201909043290 | 2019-09-04 | 11140-T/I LIGHTS PLUGS SWITCHES LIFE SAFETY TO FOLLOW | ASF ELECTRIC INC. | C | 3708 | 175 | 575 | MARKET ST |  | 6 | ISSUED | 2019-09-04
E201909104021 | 2019-09-10 | INTERIOR REMODEL OF ALL ROOMS INCLUDING 1 KITCHEN & 3 BATHROOMS: NEW PLUGS LIGHTS SWITCHES NEW SUBPANEL. | PACIFIC GENERAL CONSTRUCTION | R | 1050 | 16 | 1820 | DIVISADERO ST |  |  | ISSUED | 2019-09-10
EW201909243716 | 2019-09-24 | LIGHT FIXTURES (220) OUTLETS (120) HVAC MOTORS (10) GROUNDING AND FIRE ALARM | E. J. WEBER ELECT.CO INC | C | 1700 | 1 | 50 | BOWLING GREEN DR |  | 1 | ISSUED | 2019-09-24
EW201909173561 | 2019-09-17 | CONVERT ROOM TO SM FITNESS AREA | E. J. WEBER ELECT.CO INC | C | 3701 | 60 | 50 | 08TH ST |  | 4 | ISSUED | 2019-09-17
EW201909203650 | 2019-09-20 | NEW TENANT REMODEL. LIGHTING LIGHTING CONTROLS FIRE ALARM AND POWER RECEPTACLES AND FURNITURE FEEDS USING BUILDING CELL SYSTEM. 8 000 SQUARE FEET | E. J. WEBER ELECT.CO INC | C | 291 | 12 | 44 | MONTGOMERY ST | 0 | 24 | ISSUED | 2019-09-20
EW201909063350 | 2019-09-06 | INSTALL U-FER | MICHAEL MCCARTHY ELEC/ DBA:DMACS ELECTR | R | 280 | 17 | 824 | HYDE ST |  | 1 | ISSUED | 2019-09-06
EW201909113462 | 2019-09-11 | LIGHTING AND OUTLET FOR REMODELED UNIT #3 | J.D. YOUNG ELECTRICAL CO. | R | 749 | 002C | 1115 | WEBSTER ST |  | 2 | ISSUED | 2019-09-11
E201909124086 | 2019-09-12 | 1/F LOBBY: "THE ROOM" NEW FIRE ALARM DUE TO T.I. 201907176088 | JOHNSON CONTROLS INC. | C | 261 | 20 | 345 | CALIFORNIA ST |  |  | ISSUED | 2019-09-12
E201909174184 | 2019-09-17 | NEW SUB PANEL. REWIRE KITCHEN BATHROOM SMOKE DETECTORS PLUGS SWITCHES BEDROOM AND HALLWAY. ALL WORK IN UNIT 843 | JR ELECTRICAL INC | R | 1180 | 1 | 841 | SCOTT ST | 0 |  | ISSUED | 2019-09-17
EW201909253755 | 2019-09-25 | 190719.02 - HSBC ¿ 1 EMBARCADERO 35TH TECHNOLOGY INFRASTRUCTURE HORIZONTAL CABLING #219-196 | BEI CONSTRUCTION INC. | C | 230 | 28 | 1 | EMBARCADERO CENTER * |  | 35 | ISSUED | 2019-09-25
EW201909043284 | 2019-09-04 | (2ND FLOOR-11 WRKSTNS)MODULAR FURNITURE INSTALLATION | ADVANCED INSTALLATION SERVICES LLC | C | 4015 | 8 | 501 | YORK ST |  | 2 | COMPLETE | 2019-09-09
EW201909163534 | 2019-09-16 | RELOCATE EXISTING 400A SERVICE TO NEW LOCATION INSTALL NEW SERVICE EQUIPMENT AND UPGRADE GROUNDING SYSTEM. EXISTING NUMBERS OF METERS TO REMAIN ( 4 TOTAL) FOR THIS MIXED USE BUILDING. | G CONLEY ELECTRIC | R | 1546 | 19 | 242 | BALBOA ST |  | 1 | ISSUED | 2019-09-16
EW201909183613 | 2019-09-18 | REPLACE EXISTING MAIN ELECTRICAL SERVICE 100 AMPS INSTALL NEW ELECTRICAL 100 AMPS ALSO ( NO AMPS UP GRADE ) 1-KITCHEN WIRING 1- BADRROOM 1-PLAY ROOM LIVING ROOM | TORRES ELECTRIC | R | 5675 | 1 | 180 | CORTLAND AV |  | 1 | ISSUED | 2019-09-18
E201909204327 | 2019-09-20 | INSTALL NEW ELECTRICAL FOR WHOLE HOUSE INCLUDING ENTERTAINMENT ROOM 3 BEDROOMS 3 BATH ROOMS A KITCHEN LIVING ROOM DINING ROOM AND LAUNDRY ROOM. | LUO'S CONSTRUCTION COMPANY **CHECK ID*** | R | 3094 | 20 | 662 | MONTEREY BL |  |  | ISSUED | 2019-09-20
E201909244377 | 2019-09-24 | GUEST BATHROOM REMODEL. UPGRADE ELECTRICAL FOR 3 CIRCUITS NEW RECESS LED LIGHTS EXHAUST FAN / HEATER LED WALL LIGHT AND SWITCHES | VISION BUILDERS REMODELING | R | 3513 | 144 | 1330 | STEVENSON ST | 303 |  | ISSUED | 2019-09-24
E201909114061 | 2019-09-11 | INSTALL BYPASS METER FOR HOUSE PANEL 100 AMP | YES CONSTRUCTION | R | 1767 | 020B | 1387 | 12TH AV |  |  | COMPLETE | 2019-09-18
EW201909113438 | 2019-09-11 | FIRE ALARM SYSTEM ADD-ON INSTALL ADDITIONAL AUDIBLE DEVICES ON GROUND FLOOR | SAN FRANCISCO FIRE PROTECTION | C | 3554 | 2 | 1906 | MISSION ST |  | 0 | ISSUED | 2019-09-11
EW201909163531 | 2019-09-16 | FIRE ALARM LIKE FOR LIKE UPGRADE | SAN FRANCISCO FIRE PROTECTION | R | 257 | 9 | 614 | PINE ST | 0 | 0 | ISSUED | 2019-09-16
E201909184249 | 2019-09-18 | RETAIL 2: TENANT IMPROVEMENT WITH 200 AMP SUBPANEL LIGHTING. RECEPTACLES EXHAUST FAN HEATER INSTA HOT. 885 SQFT 9 CIRCUITS 150 AMP 2"C(4) 1/0 & 10GROUND. 19 LIGHTS 6 SWITCHES 20 RECEPTACLES 1 FAN | TROY WILLIAMS-TAN ELECTRIC | C | 1193 | 9 | 2112 | HAYES ST |  |  | ISSUED | 2019-09-18
E201909124095 | 2019-09-12 | UNIT 0: REWIRE THE KITCHEN AND BATHROOM FOR THE UNIT. INSTALL A 60 AMP SUBPANEL. | FRANMORE ELECTRIC | R | 5712 | 46 | 22 | SANTA MARINA ST | 0 |  | ISSUED | 2019-09-12
E201909194265 | 2019-09-19 | UPGRADE THE SERVICE TO 100 AMP 1 LIGHT 1 SWITCH 1 PLUG 12/24 #4 | BRIAN LIM DBA LIM'S ELECTRIC | R | 6004 | 65 | 930 | AVALON AV |  |  | ISSUED | 2019-09-19
E201909094001 | 2019-09-09 | REPLACE BATHROOM FAN INSTALL RECESS LIGHTING REPLACE SWITCH BOX | CHENGCO INC. | R | 7517 | 435 | 55 | RED ROCK WY | 203 |  | ISSUED | 2019-09-09
EW201909053330 | 2019-09-05 | INSTALLATION OF A SPRINKLER MONITORING SYSTEM | CRIME WATCH SECURITY SYSTEMS INC*SEENOTE | R | 3624 | 36 | 563 | ALVARADO ST |  | 1 | COMPLETE | 2019-09-13
EW201909183606 | 2019-09-18 | INSTALLATION OF A MANUAL FIRE ALARM WITH NEW FACP SMOKE ABOVE FACP PULL STATIONS INPUT MODULES TO MONITOR ALL SPRINKLER WASTER FLOW AND TAMPER DEVICES ADD LOW FREQUENCY SOUNDERS IN ALL SLEEPING AREAS TO COMPLY WITH SFFD BULLETIN 1103.7.6 FOR 75 DB ABOVE PILLOW. | CRIME WATCH SECURITY SYSTEMS INC*SEENOTE | R | 3995 | 15 | 603 | TENNESSEE ST |  | 1 | ISSUED | 2019-09-18
E201909234362 | 2019-09-23 | KITCHEN BATH POWDER ROOM & BEDROOM REMODEL. RELOCATE EXISTING 50AMP PANEL. 8 CIRCUITS 8 LIGHTS 6 SWITCHES 10 RECEPTACLES 3 FANS 1 DISHWASHER 1 GARBAGE DISPOSAL 2 SMOKE DETECTORS. | DAVID EDWARD CONROY | R | 661 | 11 | 2088 | BUSH ST |  |  | ISSUED | 2019-09-23
EW201909063368 | 2019-09-06 | PUBLIC SAFETY DAS SYSTEM | COMMUNICATION TECHNOLOGY SERVICES LLC | C | 3506 | 8 | 1500 | MISSION ST |  | 1 | ISSUED | 2019-09-06
EW201909163552 | 2019-09-16 | WIRING NEW ELECTRICAL AND LIGHTING FOR YOGA STUDIO. INSTALLING NEW SUB PANEL OFF EXISTING METER MAIN | JALILIE ELECTRIC INC /RIDGEWAY ELECTRIC | C | 1201 | 39 | 619 | DIVISADERO ST |  | 1 | ISSUED | 2019-09-16
EW201909103407 | 2019-09-10 | IN REFERENCE TO N.O.V #201865501 | OJEDA ELECTRIC | R | 624 | 13 | 1945 | CLAY ST | 0 | 8 | ISSUED | 2019-09-10
E201909053921 | 2019-09-05 | REMOVE UNPERMITTED ELECTRICAL DISTRIBUTION PANEL AND CONDUIT/SWITCHES AT AND ABOUT THE SHED IN REAR YARD PER ONLY ITEM #2 OF HID NOV #201959472. | HAI LIN | R | 5874 | 1 | 2 | DUNSMUIR ST |  |  | COMPLETE | 2019-09-20
EW201909093398 | 2019-09-09 | REWIRE KITCHEN MEDIA ROOM FAMILY ROOM AREA CAR CHARGER GARAGE AND 1ST FLOOR BEDROOM LIGHTS. | MEGA ELECTRICAL WORKS | R | 3076 | 62 | 111 | TERRACE DR |  | 2 | ISSUED | 2019-09-09
EW201909233685 | 2019-09-23 | SUB PANEL INSTALL GENERAL OUTLETS & LIGHTING INSTALL | COIL ELECTRIC | R | 254 | 23 | 928 | TAYLOR ST |  | 1 | ISSUED | 2019-09-23
EW201909243712 | 2019-09-24 | EV CHARGER INSTALL. | COIL ELECTRIC | R | 2136 | 007F | 2046 | 17TH AV |  | 1 | ISSUED | 2019-09-24
E201909234364 | 2019-09-23 | REMODEL KITCHEN & BATHROOM. ADD ONE FULL BATHROOM & HALF BATHROOM ON 2/F. UPGRADE SERVICE PANEL TO 100A & ADD ONE SUBPANEL. NEW PLUGS SWITCHES RECEPTACLES. | WILL P K NG CONSTRUCTION INC. | R | 7208 | 11 | 2938 | 25TH AV |  |  | ISSUED | 2019-09-23
EW201909043283 | 2019-09-04 | 200A SERVICE UPGRADE UG | ELECTRO INTEGRITY | R | 211 | 21 | 1042 | POWELL ST |  | 1 | ISSUED | 2019-09-04
EW201909113457 | 2019-09-11 | INSTALLATION OF STANCHIONS AND WIRING FOR A FUTURE ROOFTOP SOLAR PV SYSTEM. | LUMINALT ENERGY CORPORATION | R | 2607 | 37 | 284 | ROOSEVELT WY |  | 1 | ISSUED | 2019-09-11
EW201909233694 | 2019-09-23 | LIFE SAFETY WITNESS TEST | AMPLEX ELECTRICAL INC | R | 489 | 15 | 2346 | LOMBARD ST | 0 | 4 | ISSUED | 2019-09-23
E201909184252 | 2019-09-18 | G/F: NEW BATHROOM & LAUNDRY ROOM. NEW PLUGS LIGHTS SWITCHES. | HAO QIANG CONSTRUCTION | R | 2309 | 022D | 2230 | 41ST AV |  |  | ISSUED | 2019-09-18
EW201909033252 | 2019-09-03 | INSTALL 15 LIGHT FIXTURES IN BATHROOM AND HALLWAY. 5 OUTLETS. $3000. | S W L ELECTRIC INC. | C | 4083 | 001A | 2345 | HARRISON ST |  | 3 | ISSUED | 2019-09-03
EW201909133505 | 2019-09-13 | KITCHEN REMODEL. REPLACE EXISTING ELECTRICAL PANEL EXTEND AND RECONNECT EXISTING CIRCUITS. | BIT ELECTRICAL INC | R | 593 | 20 | 1880 | JACKSON ST | 402 | 4 | ISSUED | 2019-09-13
EW201909053348 | 2019-09-05 | ADD 50 AMPS 240 VOLT OUTDOOR EV CHARGER 14-50 NEMA OUTLET FROM METER/MAIN PANEL. | BMH ELECTRIC LLC | R | 4217 | 48 | 1275 | RHODE ISLAND ST |  | 1 | COMPLETE | 2019-09-13
E201909134139 | 2019-09-13 | 1 FACU 4 SMOKE DETECTORS 4 F/A BOX 2 BELLS 1 FAC. | BAY ALARM COMPANY | C | 296 | 013D | 533 | SUTTER ST | 0 |  | ISSUED | 2019-09-13
EW201909173566 | 2019-09-17 | INSTALL SOLAR PANELS 3.78 (12 PANELS) | TESLA ENERGY OPERATIONS | R | 2947A | 33 | 733 | ROCKDALE DR |  | 1 | ISSUED | 2019-09-17
E201909043882 | 2019-09-04 | SOLAR: 18 PV MODULES 315 WATTS PER MODULE 5.67 SYSTEM (DC) KW. PLAN 2480 | TESLA ENERGY OPERATIONS | R | 2770 | 11 | 3900 | 22ND ST | 0 |  | ISSUED | 2019-09-04
EW201909243721 | 2019-09-24 | SMALL BATHROOM ELECTRIC WIRING/ RELOCATE WASHER/DRYER/WH POWER RELOCATE SUBPANEL | BRIGHT ELECTRICS | R | 1177 | 59 | 603A | BAKER ST |  | 2 | ISSUED | 2019-09-24
E201909124113 | 2019-09-12 | 1452-1458 BROADWAY. NEW WIRING FOR NEW CONSTRUCTION 8 UNITS BUILDING. 800 AMP SERVICE 120/208 | 328 CONSTRUCTION | R | 572 | 13 | 1452 | BROADWAY * | 0 |  | ISSUED | 2019-09-12
E201909124114 | 2019-09-12 | NEW WIRE FOR NEW CONSTRUCTION 2 UNIT BUILDING 200 AMP SERVICE 120/240 | 328 CONSTRUCTION | R | 3618 | 55 | 73 | FAIR OAKS ST |  |  | ISSUED | 2019-09-12
EW201909033271 | 2019-09-03 | BATHROOM RE WIRE | JJ O'SULLIVAN ELECTRIC | R | 5321 | 50 | 1727V | OAKDALE AV |  | 2 | ISSUED | 2019-09-03
EW201909173563 | 2019-09-17 | REWIRE ENTIRE UNIT | SKYLAND CONSTRUCTION INC. | R | 3582 | 20 | 4026 | 18TH ST |  | 2 | ISSUED | 2019-09-17
EW201909183604 | 2019-09-18 | AI SUMMIT 2019 9/25/19 - 9/26/19 PALACE OF FINE ARTS JOB # 491624 | FREEMAN DECORATING SERVICES INC | C | 916 | 1 | 3301 | LYON ST |  | 1 | ISSUED | 2019-09-18
E201909194281 | 2019-09-19 | REPALCING KNOB AND TUBE WIRING IN ENTIRE HOUSE UPGRADING BREAKER PANEL INSTALLING RECESS LIGHTS THROUGHOUT KITCHEN AND BATHTOOM REMODEL ON SECOND LEVEL. | BALLA CONSTRUCTION AND DESIGN | R | 6913 | 19 | 95 | CERRITOS AV |  |  | ISSUED | 2019-09-19
E201909274480 | 2019-09-27 | ADDING NEW KITCHEN BATHROOM BEDROOM TO BASEMENT/ADU | BAY C T CONSTRUCTION INC | R | 118 | 12 | 740 | GREEN ST |  |  | ISSUED | 2019-09-27
E201909104032 | 2019-09-10 | 1ST FL ADD (N) BEDROOM TWO (N) BATHS AND LAUNDRY. 2ND FL KITCHEN AND BATHROOM REMODEL. | BAY C T CONSTRUCTION INC | R | 2151 | 28 | 2230 | QUINTARA ST |  | 12 | ISSUED | 2019-09-10
E201909274477 | 2019-09-27 | INTERIOR REMODEL OF ENTIRE HOUSE. BRING ROOM UP TO CODE. UPGRADE MAIN PANEL FROM 40 AMPS TO 125 AMPS. REFER TO PA 201904057252 | AXIOM CONSTRUCTION INC | R | 5670 | 24 | 341 | WINFIELD ST |  |  | ISSUED | 2019-09-27
E201909093989 | 2019-09-09 | #802: KITCHEN & 2 BATHROOMS REMODEL. UPGRADE ELECTRICAL TO CODE. | BLUE BAY PAINTING CONTRACTOR | R | 214 | 16 | 1360 | JONES ST |  |  | ISSUED | 2019-09-09
EW201909063360 | 2019-09-06 | UNIT REWIRE | ELECTRIC CURRENT CONSTRUCTION INC | R | 1176 | 33 | 1929 | MCALLISTER ST |  | 1 | ISSUED | 2019-09-06
E201909174199 | 2019-09-17 | REWIRE BATHROOM BY GARAGE. | BOAZ ELECTRIC | R | 7070 | 14 | 431 | ORIZABA AV |  |  | ISSUED | 2019-09-17
EW201909043298 | 2019-09-04 | THE INSTALLATION OF A 3.96KW (DC) ROOF-TOP SOLAR ARRAY WITH 11 LG 360 WATT PANELS WITH A SOLAREDGE INVERTER SYSTEM. - 11 ROOF-MOUNTED SOLAR PV MODULES 360 WATTS PER MODULE 1 INTERACTIVE INVERTER TOTAL NO. OF RATING 3.8 KW. | SWANROCK INC. DBA: SKYTECH SOLAR | R | 2625 | 20 | 51 | ORD ST |  | 2 | CANCELLED | 2019-09-16
E201909033839 | 2019-09-03 | REPLACE EXTG RESTROOM WITH ACCESSIBLE RESTROOM. INSTALL BREAKROOM (3) CONSULTING ROOMS. | NELSON JAMESON CONSTRUCTION INC | C | 666 | 9 | 1564 | BUSH ST |  |  | ISSUED | 2019-09-03
EW201909243703 | 2019-09-24 | INSTALL NEW RECEPTACLES AT 5 EXISTING SHOWROOM WINDOWS INSTALL NEW RECESS DOWN LIGHTS AT EXISTING SOFFIT INSTALL NEW TRACK LIGHTING IN 4 STORE FRONTS INSTALL NEW RECESS LIGHTING IN 1 STORE FRONT INSTALL NEW POWER FOR FOUR SIGNS REPLACE EXISTING LIGHTING AT 4 RETAIL ENTRY | THE ELECTRICAL PEOPLE | R | 935 | 1 | 2401 | CHESTNUT ST |  | 1 | ISSUED | 2019-09-24
E201909124092 | 2019-09-12 | REMOVE ALL ELECTRICAL COMPONENT. TO COMPLY WITH201954711 | C&M DEVELOPMENT & CONSTRUCTION INC | R | 3555 | 27 | 3196 | 16TH ST |  |  | ISSUED | 2019-09-12
EW201909043305 | 2019-09-04 | OFFICE REMODEL AS PLANS APPROVED FOR DBI | JEO ELECTRIC CORPORATION | C | 3747 | 92 | 388 | BEALE ST |  | 5 | ISSUED | 2019-09-04
EW201909133511 | 2019-09-13 | BATHROOM REMODEL - FIXTURES AND OUTLETS | A R D MAC ELECTRIC | R | 960 | 002A | 2682 | BROADWAY * |  | 1 | ISSUED | 2019-09-13
E201909033847 | 2019-09-03 | RMEODEL BATHROOM UPGRADE FIXTRURES INSTALL SCONCE & CEILING LIGHTS WALL GFCI OUTLETS & CELING EXHAUST FAN. | THE GREAT OCEAN GENERAL CONTRACTOR | R | 2323 | 11 | 2275 | 26TH AV |  |  | ISSUED | 2019-09-03
E201909244398 | 2019-09-24 | NEW ELECTRICAL WIRING ELECTRICAL FIXTURES THROUGHOUT ENTIRE HOUSE (BOTH UNITS). PANEL UPGRADE. | ALPHA CONSTRUCTION COMPANY | R | 2646 | 28 | 4392 | 17TH ST |  |  | ISSUED | 2019-09-24
E201909274483 | 2019-09-27 | 2 (N) FULL BATH & 2 (N) BEDROOM ONE LAUNDRY ROOM @ GROUND FLOOR. ADD FULL BATH REMODEL (E) BATH AND KITCHEN @ 2ND FL. 30 LIGHTS 20 SWITCHES 40 RECEPTACLES | ROOM BY ROOM MAINTENANCE INC | R | 2984 | 13 | 51 | ALLSTON WY |  |  | ISSUED | 2019-09-27
E201909184243 | 2019-09-18 | UNIT 300 - NEW ELECTRICAL WIRING IN KITHCEN AND BATH. CHANGE FIXTURES | NOMELLINI CONSTRUCTION * ASK FOR ID * | R | 343 | 8 | 50 | GOLDEN GATE AV |  |  | ISSUED | 2019-09-18
EW201909243726 | 2019-09-24 | REPLACE NEW LIGHTING FIXTURE .NEW LIGHTING AND OUTLET AT RESTROOM .NEW SUBPANEL | Y & C ELECTRICAL.INC | C | 3641 | 23 | 3182 | 24TH ST |  | 1 | ISSUED | 2019-09-24
EW201909043307 | 2019-09-04 | REMODEL UNIT DOWNSTAIRS ONLY. UPDATE ELECTRICAL OUTLETS AND LIGHTS. RENEW SUB-PANEL. | ROWLAND CONSTRUCTION CO | R | 6468 | 010A | 90 | CONCORD ST |  | 1 | ISSUED | 2019-09-04
E201909033818 | 2019-09-03 | APT S2-311: KITCHEN & BATHROOM : REPLACE PLUGS LIGHTS SWITCHES GFCI. | PS2 INC | R | 731 | 1 | 1550 | EDDY ST |  |  | COMPLETE | 2019-10-02
E201909053901 | 2019-09-05 | APT M2-PH3G: KITCHEN & BATHROOM : REPLACE PLUGS LIGHTS SWITCHES GFCI. | PS2 INC | R | 726 | 19 | 1410 | STEINER ST |  |  | ISSUED | 2019-09-05
E201909104031 | 2019-09-10 | UNIT 4. REMODEL KITCHEN AND 3 BEDROOMS | GARY LIU | R | 249 | 27 | 1545 | SACRAMENTO ST |  |  | ISSUED | 2019-09-10
E201909124099 | 2019-09-12 | UNIT 301: NEW WIRING. NEW SERVICE PANEL RECEPTACLES NEW LIGHTS BATH FAN. 14 LIGHTS 16 SWITCHES 15 RECEPTACLES 2 FANS 1 DISHWASHER 1 RANGE 3 SMOKE DETECTORS | GRIZZLY BUILDERS INC. | R | 3501 | 1 | 2 | GUERRERO ST |  |  | ISSUED | 2019-09-12
E201909124110 | 2019-09-12 | UNIT 307: INSTALL NEW SUBPANEL NEW OUTLETS NEW LIGHTS SWITCHES RECEPTACLES THROUGHOUT UNIT INCLUDING KITCHEN & BATHROOM REMODELING. ADD CKTS FOR NEW LAUNDRY BOX. | GRIZZLY BUILDERS INC. | R | 872 | 1 | 15 | HERMANN ST |  |  | ISSUED | 2019-09-12
E201909134138 | 2019-09-13 | ADD NEW 20AMP CKT FOR NEW WALKIN TUB. | SAFE STEP WALK-IN TUB COMPANY INC. | R | 6112 | 8 | 644 | COLBY ST |  |  | ISSUED | 2019-09-13
E201909234352 | 2019-09-23 | REMODEL KITCHEN. NEW CIRCUITS(4) NEW GFCI (4) NEW HOOD(1) NEW OUTLETS (2) NEW SWITCHES(2). REMODEL BATHROOM NEW GFCI NEW FAN. 100AMP SUBPANEL | LOPEZ REMODELING | R | 6522 | 48 | 2820 | HARRISON ST | 0 |  | ISSUED | 2019-09-23
EW201909273797 | 2019-09-27 | INSTALL LV CABLING AND DEVICES FOR (4) ACCESS CONTROL POINTS (7) CAMERAS (3) VIDEO INTERCOM | CONVERGINT TECHNOLOGIES LLC | C | 232 | 16 | 3 | EMBARCADERO CENTER * |  | 8 9 10 | ISSUED | 2019-09-27
E201909033827 | 2019-09-03 | UPDATE ACCESSIBILITY/ RESTROOM & NEW KITCHEN EQUIPMENTS WASH/PREP AREA & NEW SERVICE COUNTER. 400 SQFT 12 CIRCUITS 8 LIGHTS 4 SWITCHES 1 FAN 1 MICROWAVE 1 RANGE 2 SMOKE DETECTORS | KING'S CONSTRUCTION CO | C | 2404 | 1 | 1111 | TARAVAL ST |  |  | ISSUED | 2019-09-03
EW201909163555 | 2019-09-16 | 4.0 KW PV SOLAR INSTALL ROOF MOUNT SFD - 13 ROOF-MOUNTED SOLAR PV MODULES 310 WATTS PER MODULE 1 INTERACTIVE INVERTER TOTAL NO. OF RATING 3.8 KW. | SIMPLY SOLAR | R | 987 | 4 | 123 | LOCUST ST |  | 2 | ISSUED | 2019-09-16
EW201909233690 | 2019-09-23 | INSTALLATION OF NEW CIRCUITS FOR BAR AREA AND DINING AREA. RELOCATE LIGHT SWITCHES.REPLACE OLD EXIT/EMERGENCY LIGHTS FOR NEW AND ADD NEW LOCATIONS. NEED INSPECTION ON EXISTING CIRCUITS FEEDING HOW WATER HEATER OF RESIDENTIAL UNITS ABOVE | CALIFO ELECTRIC | C | 515 | 4 | 3145 | FILLMORE ST | 0 | 1 | ISSUED | 2019-09-23
EW201909053349 | 2019-09-05 | FINAL FOR BATHROOM REMODEL ADDITIONAL RECEPTACLES IN BEDROOM AND NEW LAUNDRY | CALIFO ELECTRIC | R | 4028 | 31 | 654 | VERMONT ST | 0 | 3 | COMPLETE | 2019-09-16
E201909104014 | 2019-09-10 | 200 AMP SERVICE UPGRADE. 88 LIGHTS 44 SWITCHES 128 RECEPTACLES 1 FAN 1 DISHWASHER 1 GARBAGE DISPOSAL 1 MICROWAVE 1 RANGE 10 SMOKE DETECTORS. | CALIFORNIA BUILDERS & FOUNDATIONS | R | 3656 | 4 | 1072 | NOE ST |  |  | ISSUED | 2019-09-10
EW201909063351 | 2019-09-06 | REPAIR OF EXISTING SERVICE EQUIPMENT WITH PARTS OF SAME MODEL NUMBER DUE TO BURNED METER LUG. | SPECTRUM SYSTEMS SF | C | 542 | 37 | 1909 | UNION ST |  | 1 | COMPLETE | 2019-09-09
E201909264453 | 2019-09-26 | INSTALL A NEW 400 AMP 30 4 WIRE 120/208 METER MAIN SERVICE ON OUTSIDE OF BUILDING FOR NEW SERVICE POWER. . 500 MCM FEEDER. | JACQUEZ ELECTRIC | C | 5582 | 2 | 250 | INDUSTRIAL ST |  |  | ISSUED | 2019-09-26
E201909204304 | 2019-09-20 | CONVERT PARKING TO ONE UNIT. INSTALLING 1 BATH AND 1 KITCHEN | S L M DEVELOPMENT INC. | R | 938 | 017C | 2539 | LOMBARD ST |  |  | ISSUED | 2019-09-20
E201909204312 | 2019-09-20 | CONVERT PARKING TO 2 UNITS. INSTALL 2 KITCHEN AND 2 BATHS. | S L M DEVELOPMENT INC. | R | 213 | 20 | 1250 | TAYLOR ST | 0 |  | ISSUED | 2019-09-20
E201909264442 | 2019-09-26 | 1ST FLOOR A BEDROOM A KITCHEN A BATHROOM. 1 50AMP SUB PANEL. 6 SWITCHES 1 RECEPTACLE 1 FAN 1 DISHWASHER 2 SMOKE DETECTORS | C K CONSTRUCTION | R | 1690 | 10 | 867 | 47TH AV |  |  | ISSUED | 2019-09-26
EW201909123498 | 2019-09-12 | INSTALLATION OF ROOF MOUNTED ELECTRIC PV SYSTEM CONSISTING OF 10 MODULES AND 1 INVERTER - 10 ROOF-MOUNTED SOLAR PV MODULES 300 WATTS PER MODULE 1 INTERACTIVE INVERTER TOTAL NO. OF RATING 3 KW. | SOLARUNION DBA FIRSTPV INC | R | 1198 | 39 | 1649 | GROVE ST | 0 | 1 | ISSUED | 2019-09-12
EW201909053336 | 2019-09-05 | ELECTRICAL SERVICE UPGRADE TO 200 AMPS | VEGA ELECTRIC INC | R | 6480 | 15 | 120 | BRUNSWICK ST |  | 1 | CANCELLED | 2019-09-24
E201909043878 | 2019-09-04 | 2 LIGHTS 2 SWITCHES 1 PLUG 1 FAN | JMW CORPORATION | R | 6992 | 44 | 576 | RAMSELL ST |  |  | ISSUED | 2019-09-04
E201909043869 | 2019-09-04 | 100 AMP ELECTRICAL MAIN PANEL UPGRADE. 4 CIRCUITS. 10 RECEPTACLES | AMERICAN BUILDERS | R | 1108 | 002A | 125 | MASONIC AV |  |  | ISSUED | 2019-09-04
EW201909203648 | 2019-09-20 | INSTALLING DATA COMMUNICATIONS AND A/V CABLING AND DEVICES | MASON TECHNOLOGIES INC | C | 261 | 17 | 345 | CALIFORNIA ST |  | 18 | ISSUED | 2019-09-20
E201909043891 | 2019-09-04 | APT 105: CONVET (E) KITCHEN INTO BEDROOM. RELOCATE KITCHEN REHAB (E) BATHROOM. INSTALL WASHER/DRYER. NEW PLUGS LIGHTS SWITCHES. | AXEL8 CONSTRUCTION | R | 156 | 55 | 1125 | BROADWAY * | 0 |  | ISSUED | 2019-09-04
E201909043889 | 2019-09-04 | APT 9: INSTALL 2ND BATHROOM REHAB (E) KITCHEN & BATHROOM. INSTALL WASHER/DRYER. NEW PLUGS LIGHTS SWITCHES. | AXEL8 CONSTRUCTION | R | 6544 | 20 | 610 | CLIPPER ST |  |  | ISSUED | 2019-09-04
E201909104035 | 2019-09-10 | NEW ELECTRICAL FOR TWO BATHROOM NEW VENT 8 LED LIGHTS. 2 SWITCH 2 FANS. | PROSPER CONSTRUCTION DEVELOPMENT INC | R | 3537 | 124 | 66 | BELCHER ST | 3 | 3/F | ISSUED | 2019-09-10
E201909063969 | 2019-09-06 | ADD 60 AMP SUB PANEL 4 LIGHTS 4 SWITCHES 8 PLUGS 1 FAN 1 DW 1 GD 1 MW 1 GAS RANGE 1 SMOKE DET | GIUSEPPE PENNISI | R | 1434 | 25 | 364 | 03RD AV |  |  | ISSUED | 2019-09-06
E201909093972 | 2019-09-09 | RUN CONDUIT IN WALL FOR T-STATS. PULL PLENUM RAITED WIRE IN CEILING & MAKE UP VAV'S | TRI COUNTY POWER AND AUTOMATION | C | 3506 | 8 | 49 | SOUTH VAN NESS AV |  |  | ISSUED | 2019-09-09
E201909114080 | 2019-09-11 | SWIMMING POOL | MARCO DESIGN GROUP | R | 5545 | 25 | 1525 | SHOTWELL ST |  |  | ISSUED | 2019-09-11
E201909244391 | 2019-09-24 | PLAN #2448. RESIDENTIAL SOLAR PERMIT. 16 PV MODULES 310 WATTS PER MODULE. 4.96 DC KW YSTEM. | MICHAEL DELP - MAD ENERGY | R | 2443 | 024F | 2538 | 43RD AV |  |  | ISSUED | 2019-09-24
EW201909103413 | 2019-09-10 | AV | AVDG LLC | R | 3715 | 1 | 100 | THE EMBARCADERO * |  | 2 | ISSUED | 2019-09-10
E201909174194 | 2019-09-17 | ROOF MOUNTED SOLAR PV 18 PV MODULES X 285 WATTS = 5.13 KW PLAN #2418-R1 | FREEDOM FOREVER LLC | R | 6309D | 12 | 280 | TALBERT ST |  |  | COMPLETE | 2019-09-27
EW201909053345 | 2019-09-05 | REWIRE UNIT | MCM ELECTRIC | R | 934 | 008B | 2682 | LOMBARD ST |  | 2 | ISSUED | 2019-09-05
E201909053927 | 2019-09-05 | SOLAR. 10 MODS 355W DC KW = 3.550 | PHOENIX ENERGY FULFILLMENT INC | R | 2070 | 18 | 1871 | 33RD AV |  |  | ISSUED | 2019-09-05
E201909184215 | 2019-09-18 | UPGRADE MAIN SERVICE FROM 100 AMPS TO 400 AMPS 3 PHASE 30 METERS | IPOWER SF ELECTRIC | R | 319 | 3 | 535 | LEAVENWORTH ST |  |  | ISSUED | 2019-09-18
E201909274496 | 2019-09-27 | ADD 20 RECESSED LIGHTS THROUGOUT KITCHEN LIVING ROOM DINING ROOM BEDROOM HALLWAY INCREASE SERVICE FROM 90 AMP TO 125 AMP. THREE FEEDER OF #2. 1 SUBPANEL. 20 LIGHTS 6 SWITCHES 20 RECEPTALCES 1 FAN 1 DISHWASHER 1 GARBAGE DISPOSAL. | WALL 2 WALL CONSTRUCTION INC | R | 981 | 46 | 2102 | BAKER ST | 2100 |  | ISSUED | 2019-09-27
E201909104017 | 2019-09-10 | PLAN #2479. RESIDENTIAL SOLAR PERMIT. INSTALL 20 PV MODULES 355 WATTS PER MODULE. 7.1 (DC) KW SYSTEM. DERATE: REQUIRED FROM 125A TO 100A. | AMERICAN HOME ENERGY | R | 6009 | 37 | 247 | MADRID ST |  |  | ISSUED | 2019-09-10
E201909194292 | 2019-09-19 | PLAN NUMBER 2500 22 PV MODULES 365 PER MODULE 8.03 KW | AVITA ELECTRIC | R | 2992 | 20 | 325 | LANSDALE AV |  |  | ISSUED | 2019-09-19
E201909194293 | 2019-09-19 | PLAN NUMBER 2359 ROOF MOUNTED DOLAR PHOTOVOLATAIC PV SYSTEM 23 MODULES 310 WATTS PER 7.13 KW | AVITA ELECTRIC | R | 649 | 18 | 1951 | CALIFORNIA ST |  |  | ISSUED | 2019-09-19
E201909164166 | 2019-09-16 | BATHROOM REMODEL | SKYLIGHT TOOLS INC | R | 3587 | 98 | 53 | OAKWOOD ST | 0 |  | ISSUED | 2019-09-16
E201909204330 | 2019-09-20 | LIKE FOR LIKE REPLACEMENT OF THREE EXISTING SWITCHES ONE EXISTING OUTLET & ONE EXISTING VANITY LIGHT. THE ADDITION OF ONE RECESSED LIGHT IN THE SHOWER. 2 LIGHTS 3 SWITCHES 1 RECEPTACLES 1 FAN | SKYLIGHT TOOLS INC | R | 7515A | 4 | 5072B | DIAMOND HEIGHTS BL |  |  | ISSUED | 2019-09-20
E201909104036 | 2019-09-10 | RENEW E201803261949. ADD 6 RECEPTACLES IN KITCHEN | RIVERPATH CONSTRUCTION CORPORATION | R | 1431 | 49 | 109 | CORNWALL ST |  |  | COMPLETE | 2019-09-24
EW201909133520 | 2019-09-13 | CHANGE 400A SERVICE DISCONNECT | 3 J & Z INC DBA 3 J ELECTRICAL | R | 478 | 16 | 1165 | FRANCISCO ST | 0 | 1 | ISSUED | 2019-09-13
E201909053904 | 2019-09-05 | ADD 2 OUTSIDE DECK RECEPTACLES 1 LIGHT 1 SWITCH 1 CIRCUIT | FONSECA ELECTRIC | R | 1260 | 56 | 140 | DIVISADERO ST | 0 |  | ISSUED | 2019-09-05
E201909264471 | 2019-09-26 | APT 305: REMODEL KITCHEN & BATHROOM. NEW BEDROOM. ADD WASHER/DRYER. NEW PLUGS LIGHTS SWITCHES. SUBPANEL 60A. | HALYARD INC (SEE NOTE) | R | 3614 | 64 | 1085 | SOUTH VAN NESS AV | 0 |  | ISSUED | 2019-09-26
E201909104045 | 2019-09-10 | KITCHEN AND BATH REMODEL ADD BATH NEW 60 AMP SUBPANEL 5 LIGHTS 10 SWITCHES 10 PLUGS 2 FANS 1 DW 8 CIRCUITS 60 AMP | US CONSTRUCTION CALIFORNIA INC | R | 604 | 5 | 2425 | BUCHANAN ST | 0 |  | ISSUED | 2019-09-10
EW201909173584 | 2019-09-17 | UPGRADE EXISTING 15KVA TRANSFORMER AND CONCRETE PAD TO ACCOMMODATE 112KVA TRANSFORMER. UPGRADE EXISTING PANEL TO 300A AND INSTALL NEW 200A PANEL. | EVERCHARGE INC | C | 696 | 12 | 1388 | GOUGH ST |  | 1 | ISSUED | 2019-09-17
E201909093993 | 2019-09-09 | NEW 125 AMP MAIN SERVICE. | N C ELECTRIC AND SOLAR INC
DBA N C ELECT | R | 5464 | 13 | 52 | EXETER ST |  |  | ISSUED | 2019-09-09
E201909033840 | 2019-09-03 | BLDG #5 UNIT 5506: KITCHEN BATH RENOVATION. REPLACING SWITCHES LIGHTS RECEPTACLES G/D | WEST PRO BUILDERS | R | 3750 | 89 | 1 | SAINT FRANCIS PL |  |  | ISSUED | 2019-09-03
E201909204326 | 2019-09-20 | ADD 1 RECEPTICLE 15 AMP ADD LOCKABLE BLADE DISCONNECT AND TESLA CAR CHARGE. | TODD ZAIONZ CONSTRUCTION | R | 4973 | 7 | 2936 | GRIFFITH ST |  |  | ISSUED | 2019-09-23
E201909124094 | 2019-09-12 | T.I.: ELECTRICAL WORK FOR 2 BATHROOMS OUTLETS THROUGHTOUT STUDIO INSTALL NEW PLUGS LIGHTS SWITCHES SUBPANEL LOW VOLTAGE CABLING INCLUDING A/V & TELECOM RACEWAYS FOR FIRE ALARM (DEVICES BY OTHERS) WIRING FOR ROUGH-IN FOR EXTERIOR BLADE SIGN. 2000SF. | OSD CONSTRUCTION | C | 8711 | 226 | 1375 | 04TH ST |  |  | ISSUED | 2019-09-12
E201909164151 | 2019-09-16 | UNIT 2 - REMODEL 1 KITCHEN AND 1 BATHROOM. | 3 MAC CONSTRUCTION | R | 635 | 8 | 2434 | CALIFORNIA ST |  |  | ISSUED | 2019-09-16
EW201909223663 | 2019-09-22 | ELECTRICAL UPGRADE FOR SINGLE FAMILY HOME REMODEL | VICTORY ELECTRIC | R | 6732 | 60 | 227 | SURREY ST |  | 1 | ISSUED | 2019-09-22
E201909204297 | 2019-09-20 | SURVEY INSPECTION ONLY |  | R | 2524 | 19 | 30 | CONSTANSO WY |  |  | COMPLETE | 2019-09-26
E201909244379 | 2019-09-24 | SERVE TO IDENTIFY WHAT WORK IS REQUIRED TO MAKE BEDROOM FOR COMPLIANT. SURVEY INSPECTION |  | R | 6588 | 12 | 749 | 27TH ST |  |  | ISSUED | 2019-09-24
E201909174186 | 2019-09-17 | ADD SUBPANEL SPA CIRCUITS STORAGE SHED POWER AMPS 60A CIRCUITS:6 LIGHTS:4 SWITCHS:2 RECEPT'S:8 |  | R | 6062 | 20 | 560 | YALE ST |  |  | ISSUED | 2019-09-17
EW201909253734 | 2019-09-25 | NEW POWER WALL ROUGH IN AND FLOOR BOXES | DECKER ELECTRIC CO INC | R | 3789 | 7 | 625 | 02ND ST |  | 104 | ISSUED | 2019-09-25
EW201909263764 | 2019-09-26 | GENERAL POWER AND LIGHTING UPGRADES TO EXISTING BUILDING. | DECKER ELECTRIC CO INC | C | 3730 | 32 | 267 | 08TH ST |  | 1 | ISSUED | 2019-09-26
EW201909093389 | 2019-09-09 | PHASE 1.5 - RESTROOMS/SHOWERS | MC MILLAN ELECTRIC | C | 3754 | 17 | 1098 | HARRISON ST |  | 1 | ISSUED | 2019-09-09
EW201909043297 | 2019-09-04 | SERVCORP - LIGHTING LIGHTING CONTROLS POWER LIFE SAFETY | MC MILLAN ELECTRIC | C | 259 | 26 | 555 | CALIFORNIA ST | 0 | 49 | ISSUED | 2019-09-04
EW201909263778 | 2019-09-26 | DUANE MORRIS - LIGHTING LIGHTING CONTROLS POWERS LIFE SAFETY | MC MILLAN ELECTRIC | C | 3713 | 6 | 1 | MARKET ST |  | 20 | ISSUED | 2019-09-26
E201909234335 | 2019-09-23 | INSTALL 2 EXTERIOR SIGNS FOR NORTH BEACH GARAGE "SFMTA NORTH BEACH" "P" | THOMAS SWAN SIGN CO INC | C | 147 | 29 | 735 | VALLEJO ST |  |  | ISSUED | 2019-09-23
EW201909103421 | 2019-09-10 | INSTALL NEW CAMLOCKS IN BALLROOMS. 1ST FLOOR | MCCLURE ELECTRIC INC | C | 3707 | 52 | 2 | NEW MONTGOMERY ST |  | 1 | COMPLETE | 2019-09-16
EW201909113451 | 2019-09-11 | LANDSCAPING ALTERATIONS | MCCLURE ELECTRIC INC | C | 1335 | 3 | 16 | WEST CLAY ST |  | 1 | ISSUED | 2019-09-11
EW201909273812 | 2019-09-27 | GENERAL POWER FOR CONVENIENCE EQUIPMENT AND FURNITURE. HVAC POWER AND NEW DISTRIBUTION @ AMPLE - 100 HOOPER STREET 1ST FLOOR UNITS 1 & 2 | PAGANINI ELECTRIC CORP(SEE SIGNATORIES) | C | 3808 | 15 | 100 | HOOPER ST |  | 1 | ISSUED | 2019-09-27
EW201909033267 | 2019-09-03 | OFFICE BUILD-OUT INCLUDING LIGHTING POWER LIFE SAFETY DEVICES AND LOW VOLTAGE SYSTEMS @ 3 EMBARCADERO CENTER 8TH FLOOR | PAGANINI ELECTRIC CORP(SEE SIGNATORIES) | C | 232 | 16 | 3 | EMBARCADERO CENTER * |  | 8 | ISSUED | 2019-09-03
EW201909263762 | 2019-09-26 | RELOCATE AND INSTALL BRANCH WIRING (1) LIGHT FIXTURE WATTSTOPPER AND FIRE ALARM DEVICES FOR OFFICE MODIFICATIONS @ HEALTHRIGHT 360 - 1563 MISSION STREET 2ND FLOOR. | PAGANINI ELECTRIC CORP(SEE SIGNATORIES) | C | 3511 | 31 | 1563 | MISSION ST |  | 2 | ISSUED | 2019-09-26
EW201909103408 | 2019-09-10 | INSTALL (9) WALL OUTLETS ALL SURFACE MOUNTED - ES9507 | C B F INC | C | 312 | 9 | 49 | GEARY ST |  | 230 | COMPLETE | 2019-09-13
EW201909123477 | 2019-09-12 | CORRIDOR UPGRADE - EC2155 | C B F INC | C | 233 | 44 | 4 | EMBARCADERO CENTER * |  | 38 | ISSUED | 2019-09-12
EW201909183607 | 2019-09-18 | LS/ELEC - INSTALL (2) SPEAKER STROBES IN 3RD FLOOR RESTROOMS ES9733 | C B F INC | C | 310 | 13 | 77 | MAIDEN LN |  | 3 | ISSUED | 2019-09-18
EW201909113440 | 2019-09-11 | LIFE SAFETY/ELECTRICAL T.I. - ES9393 | C B F INC | C | 3708 | 43 | 595 | MARKET ST |  | 23 | ISSUED | 2019-09-11
EW201909063379 | 2019-09-06 | INSTALLATION OF 2 NEW CIRCUITS FOR 2 NEW AIR CONDITIONER UNITS ON ROOF. 1X 240V 30 AMP UNIT AND 1X 240V 20 AMP UNIT. | IKE'S ELECTRIC | R | 3605 | 29 | 373 | LIBERTY ST |  | 1 | COMPLETE | 2019-09-19
EW201909233672 | 2019-09-23 | NEW POWER LIGHTING AND LIFE SAFETY | YOUNG ELECTRIC CO | C | 3938 | 1 | 1400 | 16TH ST |  | 1 | ISSUED | 2019-09-23
EW201909043287 | 2019-09-04 | LIGHTING FIRE ALARM AND POWER | YOUNG ELECTRIC CO | C | 166 | 8 | 750 | BATTERY ST |  | 5 | ISSUED | 2019-09-04
EW201909233670 | 2019-09-23 | REPLACE MC CABLE WITH EMT. | FERN ELECTRIC & CONTROL INC | R | 4310 | 3 | 630 | CESAR CHAVEZ ST |  | 1 | ISSUED | 2019-09-23
EW201909233677 | 2019-09-23 | INSTALL (3) FURNITURE FEEDS FOR ELECTRIFIED FURNITURE - 101 MONTGOMERY STREET SUITE 2800 JOB #MT13850 | METROPOLITAN ELECTRICAL CONSTRUCTION | C | 288 | 31 | 101 | MONTGOMERY ST |  | 28 | COMPLETE | 2019-09-26
EW201909163532 | 2019-09-16 | ONE CALIFORNIA ST. 22ND FLOOR METRO. JOB # 193629. TI INCLUDES: LIGHTS LIGHTING CONTROL FIRE LIFE SAFETY POWER & DATA | METROPOLITAN ELECTRICAL CONSTRUCTION | C | 264 | 4 | 1 | CALIFORNIA ST |  | 22 | ISSUED | 2019-09-16
E201909194267 | 2019-09-19 | SURVEY ONLY | AARON ELECTRIC CO. | R | 1751 | 23 | 131 | HUGO ST | 0 |  | COMPLETE | 2019-09-23
E201909063939 | 2019-09-06 | APT 107: KITCHEN & BATHROOM REMODELING. INCLUDING REWIRING THROUGHOUT UNIT AND NEW FIXTURES - PLUGS LIGHTS SWITCHES. | SURE INC. | R | 299 | 19 | 861 | SUTTER ST | 0 |  | ISSUED | 2019-09-06
E201909063943 | 2019-09-06 | APT 204: KITCHEN & BATHROOM REMODELING. INCLUDING REWIRING THROUGHOUT UNIT AND NEW FIXTURES - PLUGS LIGHTS SWITCHES. | SURE INC. | R | 299 | 19 | 861 | SUTTER ST |  |  | ISSUED | 2019-09-06
E201909234342 | 2019-09-23 | UNIT 102: REWIRE ENTIRE UNIT. 12 LIGHTS 8 SWITCHES 25 RECEPTACLES 3 FANS 1 DISHWASHER 1 GARBAGE DISPOSAL 1 MICROWAVE SUB PANEL UPGRADE 100 AMPS | SURE INC. | R | 0436D | 21 | 3720 | FILLMORE ST |  |  | ISSUED | 2019-09-23
E201909254413 | 2019-09-25 | 3/F BATHROOM CHANGE ELECTRICAL FIXTURES | HUEY CONST MNGMT CO INC - DBA M H CONST. | R | 7509 | 10 | 115 | TURQUOISE WY |  |  | ISSUED | 2019-09-25
EW201909293831 | 2019-09-29 | BATHROOM REMODELING | KORBES ELECTRIC | R | 2997 | 9 | 250 | LOS PALMOS DR |  | 1 | ISSUED | 2019-09-29
EW201909263769 | 2019-09-26 | 20056-STE 2310 - LIFE SAFETY - PARTIALLY COMPLETED UNDER PERMIT (EW201909173560 - RECEIPT 309607) SCHEDULING FINAL AND LIFE SAFETY. 5AM START NEED FOR OCCUPIED SPACES | CAPITOL ELECTRIC CONST | C | 3718 | 26 | 201 | MISSION ST |  | 2310 | COMPLETE | 2019-10-03
EW201909033261 | 2019-09-03 | TENANT IMPROVEMENT ON THE 5TH FLOOR | CAPITOL ELECTRIC CONST | C | 259 | 26 | 555 | CALIFORNIA ST | 0 | 5 | ISSUED | 2019-09-03
E201909053911 | 2019-09-05 | BASEMENT. INSTALL (3) #8 FEEDER. 6 CIRCUITS 6 LIGHTS 5 SWITCHES 12 RECEPTACLES 1 FAN. | PACIFIC GENERAL ELEC CO | R | 6937 | 043A | 1194 | CAPITOL AV |  | BSMT | ISSUED | 2019-09-05
E201909124106 | 2019-09-12 | PROVIDE 5 CIRCUITS TO KITCHEN. ADD 1 ELECTRICAL METER. MOVE SERVICE OUTSIDE. | COSMOS ELECTRIC CO **CHECK ID & NOTE*** | R | 4791 | 26 | 1391B | SHAFTER AV |  |  | ISSUED | 2019-09-12
EW201909173559 | 2019-09-17 | REWIRE BATHROOM. INSTALL NEW CIRCUIT FROM ELECTRICAL PANEL. INSTALL ALL NEW LIGHTS AND OUTLETS. | J L ELECTRIC | R | 2681 | 11 | 141 | WARREN DR |  | 0 | ISSUED | 2019-09-17
EW201909263766 | 2019-09-26 | SURVEY PERMIT. INSPECT THE HOUSE MAIN SERVICE PANEL AND FEEDER. CONSIDER THE ADDITION OF ELECTRIC VEHICLE CHARGING STATIONS AND THE CONNECTION OF THEM TO THE HOUSE MAIN SERVICE. | KYLE MCEWEN ELECTRICAL | R | 3786 | 017A | 655 | 05TH ST |  | 1 | COMPLETE | 2019-10-01
EW201909253743 | 2019-09-25 | REMOVE FLEX IN GARAGE AND REPLACE WITH 1/2 " EMT CONDUIT. INSTALL TWO MOTION LIGHTS IN WALKWAY. INSTALL NEW METER SOCKET FOR HOUSE PANEL. | FRANKLIN ELECTRIC | R | 1266 | 25 | 587 | FREDERICK ST |  | 587 | ISSUED | 2019-09-25
EW201909163527 | 2019-09-16 | REWIRE KITCHEN AND BATHROOM AND MOVE SUB PANEL | UNIACKE ELECTRIC | R | 922 | 1 | 2203 | NORTH POINT ST |  | 2 | ISSUED | 2019-09-16
EW201909193622 | 2019-09-19 | 211 WORKSTATIONS FOR MODULAR PARTITION ONLY | SERVICE WEST INC | C | 3738 | 12 | 215 | FREMONT ST |  | 4 | COMPLETE | 2019-09-27
E201909184262 | 2019-09-18 | ADDRESS CORRECTION FOR PERMIT E201903129761 (KITCHEN RENOVATION; 15 LIGHTS 10 SWITHES 18 RECEPTACLES 1 FAN 1 DISHWASHER 1 GARBAGE DISPOSAL 1 MICROWAVE 1 RANGE) | HOWARD WONG ELECTRIC | R | 5545 | 14 | 1571 | SHOTWELL ST |  |  | COMPLETE | 2019-09-18
EW201909093394 | 2019-09-09 | INSTALL NEW LIGHTING AND OUTLETS IN OPEN OFFICE AREA ON THE 7TH FLOOR | WELLS ELECTRICAL INC *SEE NOTES* | C | 3637 | 69 | 2601 | MISSION ST |  | 7 | ISSUED | 2019-09-09
EW201909203656 | 2019-09-20 | ROUGH COVER FOR SMOKE DAMAGED KITCHEN | WELLS ELECTRICAL INC *SEE NOTES* | R | 1459 | 33 | 6324 | GEARY BL | 0 | 1 | ISSUED | 2019-09-20
E201909184232 | 2019-09-18 | 30 LED 2X2 NLIGHTS 30 PLUGS 20 SWITCHES. COMMERCIAL KITCHEN. | DAJANI CONSTRUCTION | C | 4288 | 4 | 1750 | CESAR CHAVEZ ST |  |  | ISSUED | 2019-09-18
E201909244387 | 2019-09-24 | INSTALL WIRING FOR (1) BATHROOM; 3 LIGHTS 3 SWITCHES 6 RECEPTACLES | BROTHER COMPANY *** CHECK I.D. *** | R | 2750 | 022A | 387 | EUREKA ST |  |  | ISSUED | 2019-09-24
E201909244402 | 2019-09-24 | UNIT A. NEW KITCHEN AND NEW BATHROOM | H D CONSTRUCTION COMPANY | R | 635 | 23 | 2511 | SACRAMENTO ST |  |  | ISSUED | 2019-09-24
E201909234370 | 2019-09-23 | NEW CONSTRUCTION FOR 6 UNITS. NEW PLUGS LIGHTS SWITCHES 7-100AMP SERVICE PANELBOARDS. | H D CONSTRUCTION COMPANY | C | 147 | 22 | 18 | TURK MURPHY LN |  |  | ISSUED | 2019-09-23
EW201909063356 | 2019-09-06 | ELECTRICAL SERVICE UPGRADE TO 400AMPS AND ADDITION OF 4 X 2-BED UNITS TO INCLUDE ALL ELECTRICAL CIRCUITRY AND LIGHTING | CANNING ELECTRIC INC | R | 1703 | 17 | 1295 | 47TH AV |  | 0 | ISSUED | 2019-09-06
EW201909193632 | 2019-09-19 | UPGRADE 200AMP OVERHEAD SERVICE. ELECTRICAL LIGHTING AND OUTLET FOR GARAGE OPENING. POWER FOR FURNACE AND WASHING MACHINE | J.D. YOUNG ELECTRICAL CO. | R | 7088 | 13 | 225 | VICTORIA ST |  | 1 | COMPLETE | 2019-09-26
EW201909123496 | 2019-09-12 | COMMUNICATION CABLING SERVICES | IDEX GLOBAL SERVICES INC. | C | 3740 | 34 | 221 | MAIN ST |  | 16 | ISSUED | 2019-09-12
EW201909193635 | 2019-09-19 | 711 EDDY STREET: PRIVATE OPEN AIR - PARKING LOT. POWER TO GENERATOR CUMMINS MODEL C100D6RG (125-149 KVA). | BASS ELECTRIC | R | 742 | 14 | 711 | EDDY ST |  | 1 | ISSUED | 2019-09-19
EW201909253754 | 2019-09-25 | 190719.02 - HSBC ¿ 1 EMBARCADERO 34TH TECHNOLOGY INFRASTRUCTURE HORIZONTAL CABLING #219-196 | BEI CONSTRUCTION INC. | C | 230 | 28 | 1 | EMBARCADERO CENTER * |  | 34 | ISSUED | 2019-09-25
EW201909103423 | 2019-09-10 | REPLACE MAIN FEEDER AND DISCONNECT SWITCH FOR ELEVATOR REPLACE AND INSTALL ADDITIONAL LIGHTS IN MACHINE ROOM AND PIT REPLACE GFCI RECEPTACLES IN MACHINE ROOM AND PIT INSTALL CONDUIT AND WIRE FOR ELEVATOR RECALL SYSTEM. | J Y ELECTRICAL CONSTRUCTION CO INC | C | 7255 | 1 | 1551 | SLOAT BL |  | 1 | ISSUED | 2019-09-10
EW201909103420 | 2019-09-10 | NEW WIRING AT BATHROOM FAMILY ROOM AND STAIRWAY | DOWLING ELECTRIC | R | 6554 | 46 | 4122 | 26TH ST | 0 | 0 | ISSUED | 2019-09-10
EW201909263781 | 2019-09-26 | LEGALIZING KITCHEN. | CHASOV ELECTRICAL VOICE & DATA | R | 41 | 18 | 15 | VANDEWATER ST |  | 1 | ISSUED | 2019-09-26
E201909174188 | 2019-09-17 | LEGALIZE AND MINOR. WALL CHANGES GROUND FLOOR UNIT. NEW WIRE SWITCH OUTLET AND ONE 70 AMP SUBPANEL. 10 LIGHTS 10 SWITCHES 11 CIRCUITS 30 RECEPTACLES 1 GARBAGE DISPOSAL 1 RANGE 4 SMOKE DETECTORS | SPOTLIGHT CONSTRUCTION GROUPS INC | R | 7084 | 1 | 715 | SARGENT ST |  |  | ISSUED | 2019-09-17
E201909234343 | 2019-09-23 | INSTALL ERRCS SYSTEMS. | T & T ELECTRIC CORP | R | 875 | 23 | 462 | DUBOCE AV |  |  | ISSUED | 2019-09-23
EW201909163546 | 2019-09-16 | 2 BED ROOM BATHROOM HALLWAY REMODLE | A & K ELECTRIC | R | 5515 | 21 | 31 | MULLEN AV |  | 1 | ISSUED | 2019-09-16
E201909104020 | 2019-09-10 | COMMERCIAL MODIFICATIONS AT INTERIOR AND FRONT COUNTER MODIFICATIONS | WEST COAST CONSTRUCTION | C | 5598 | 29 | 345 | BAY SHORE BL |  |  | ISSUED | 2019-09-10
EW201909043310 | 2019-09-04 | ELECTRICAL WORK FOR 2 BATHROOMS AND 1 BEDROOM | K L & C ELECTRIC INC / PLS CHK ID/NOTES | R | 1878 | 002N | 1594 | 33RD AV |  | 1 | ISSUED | 2019-09-04
EW201909183602 | 2019-09-18 | NEW WIRING WHOLE HOUSE 120 LIGHTS 100 OUTLETS 200 A ELECTRICAL SERVICE AND SUB PANEL. | Y G ELECTRIC INC | R | 2764 | 9 | 264 | GRAND VIEW AV |  | 3 | ISSUED | 2019-09-18
E201909184225 | 2019-09-18 | REWIRE 2ND FL. NEW LIGHTS SWITCHES RECEPTS SMOKE DETECTORS FANS. | HING WAH CONSTRUCTION INC | R | 6155 | 16 | 831 | BRUSSELS ST |  | 2ND | FILED | 2019-09-18
E201909264439 | 2019-09-26 | A DESIGN BUILD TI TO AN (E) GAMEWELL/FCI (E3) SYSTEM FDU WILL PROVIDE SAFE OFF PRIOT TO DEMO BY OTHERS. NEW AUDIBLE AND VISUAL OCCUPANT NOTIFICATION DEVICES THROUGHOUT AND COMMON AREAS PER CODE. | FIRE DETECTION UNLIMITED | C | 3789 | 973 | 64 | TOWNSEND ST |  |  | ISSUED | 2019-09-26
E201909184250 | 2019-09-18 | RETAIL 3: TENANT IMPROVEMENT WITH 200 AMP SUBPANEL LIGHTING RECEPTACLES EXHAUST FAN HEATER INSTA HOT. 884 SQFT. 9 CIRCUITS 150 AMP 2" C (4) 1/0 & 10 GROUND. 12 LIGHTS 6 SWITCHES 20 RECEPTACLES 1 FAN | TROY WILLIAMS-TAN ELECTRIC | C | 1193 | 9 | 2114 | HAYES ST |  |  | ISSUED | 2019-09-18
EW201909233680 | 2019-09-23 | MODIFICATION OF THE EXISTING FIRE ALARM SYSTEM BY UPGRADING TO A NEW FIRE ALARM CONTROL PANEL (FACP) UPDATE EXISTING DEVICES TO BE COMPATIBLE TO NEW FACP ADD MODULES TO MONITOR NEW SPRINKLERS FOR ADU AND PROVIDE LOW FREQUENCY SOUNDERS IN ALL SLEEPING AREAS TO COMPLY WITH SFFD BULLETIN 1103.7.6.1 TO MEET 75DB AT ALL PILLOWS. | CRIME WATCH SECURITY SYSTEMS INC*SEENOTE | R | 1703 | 17 | 1295 | 47TH AV |  | 1 | ISSUED | 2019-09-23
EW201909123483 | 2019-09-12 | INSTALLATION OF A SPRINKLER MONITORING SYSTEM | CRIME WATCH SECURITY SYSTEMS INC*SEENOTE | R | 5406 | 16 | 218 | WILLIAMS AV |  | 1 | COMPLETE | 2019-09-19
EW201909263780 | 2019-09-26 | INSTALLATION OF A SPRINKLER MONITORING SYSTEM | CRIME WATCH SECURITY SYSTEMS INC*SEENOTE | R | 1765 | 20 | 542 | JUDAH ST |  | 1 | ISSUED | 2019-09-26
EW201909123487 | 2019-09-12 | INSTALLATION OF A SPRINKLER MONITORING SYSTEM | CRIME WATCH SECURITY SYSTEMS INC*SEENOTE | R | 4085 | 18 | 2824 | 21ST ST |  | 1 | ISSUED | 2019-09-12
EW201909033244 | 2019-09-03 | WIRING OF REMODELED KITCHEN BATHROOM AND POWDER ROOM. | J O'DRISCOLL ELECTRICAL INC | R | 926 | 46 | 2442 | FRANCISCO ST | 0 | 1 | ISSUED | 2019-09-03
EW201909233669 | 2019-09-23 | INSTALL OF UFER GROUND WIRE | BELMOORE PLASTERING | R | 3638 | 31 | 1163 | SOUTH VAN NESS AV |  | 1 | COMPLETE | 2019-10-01
EW201909123491 | 2019-09-12 | REMODEL (2) BATHROOMS ON MAIN FLOOR. MASTER BATHROOM. ADD NEW LIGHTING TO MAIN FLOOR. INSTALL LIGHT FIXTURES. | RAKE ELECTRIC | R | 970 | 14 | 3577 | PACIFIC AV |  | 1 | ISSUED | 2019-09-12
E201909254411 | 2019-09-25 | REMODEL KITCHEN AND 4 BATHROOMS. INSTALL NEW ELECTRICAL WIRING AND ELECTRICAL FIXTURES AS NEEDED FOR REMODEL. | MODERN CONSTRUCTION INC | R | 1568 | 011C | 693 | 25TH AV |  |  | ISSUED | 2019-09-25
EW201909243713 | 2019-09-24 | FLAT PANEL FIXTURES INSTALL. | COIL ELECTRIC | R | 1147 | 22 | 2707 | TURK BL |  | 1 | ISSUED | 2019-09-24
E201909174210 | 2019-09-17 | REPLACE (E) FPE MAIN PANEL WITH NEW 70AMP PANEL. | VALUE ELECTRICAL CONSTRUCTION | R | 1557 | 2 | 523 | 14TH AV |  |  | ISSUED | 2019-09-17
E201909204303 | 2019-09-20 | UNIT 101: ADD SUBPANEL 60 AMP BATHROOMS KITCHEN BEDROOMS LAUNDRY ROOMS. UNIT 201: ADD SUBPANEL 60 AMP. BATHROOMS KITCHEN BEDROOMS LAUNDRY ROOMS. INSTALL 10 LIGHTS 10 SWITCHES 30 RECEPTACLES 3 FANS 2 DISHWASHER 2 RANGES 10 SMOKE DETECTORS. | DONALD WU | R | 1372 | 61 | 1149 | LAKE ST | 101 | 1/F 2/F 3/F | ISSUED | 2019-09-20
E201909124084 | 2019-09-12 | SOLAR PV PLAN 2492: 21 PV MODULES 370 W/MOD 7.77 (DC)KW SYS. NEW SUBPANEL. | LUMINALT ENERGY CORPORATION | R | 863 | 8 | 53 | CARMELITA ST |  |  | ISSUED | 2019-09-12
EW201909193639 | 2019-09-19 | INSTALL SUB PANEL. INSTALL STANCHIONS AND CONDUIT FOR FUTURE PV SYSTEM | LUMINALT ENERGY CORPORATION | R | 6760 | 9 | 158 | HAMERTON AV |  | 1 | ISSUED | 2019-09-19
E201909124104 | 2019-09-12 | SOLAR: 21 PV MODULES 360 WATTS PER MODULE 7.56 SYSTEM (DC) KW NEW SUBPANEL PLAN 2498 | LUMINALT ENERGY CORPORATION | R | 7253 | 31 | 62 | SPRINGFIELD DR |  |  | COMPLETE | 2019-10-02
EW201909253750 | 2019-09-25 | INSTALLATION OF STANCHIONS FOR FUTURE ROOFTOP PHOTOVOLTAIC SYSTEM. | LUMINALT ENERGY CORPORATION | R | 3000A | 5 | 483 | MARIETTA DR |  | 1 | ISSUED | 2019-09-25
E201909124085 | 2019-09-12 | SOLAR PV PLAN 2494: 23 PV MODULES 360 W/MOD 8.28 (DC)KW SYS. | LUMINALT ENERGY CORPORATION | R | 1765 | 20 | 542 | JUDAH ST |  |  | COMPLETE | 2019-09-25
EW201909033269 | 2019-09-03 | INSTALLATION OF A BATTERY BACKUP ENERGY STORAGE SYSTEM. COMPONENTS TO INCLUDE (1) TESLA POWERWALL 2 BATTERY AND (1) BACKUP GATEWAY. ENERGY STORAGE SYSTEM PAIRED WITH PHOTOVOLTAIC SYSTEM. | LUMINALT ENERGY CORPORATION | R | 2102 | 019E | 1982 | 33RD AV |  | 1 | ISSUED | 2019-09-03
EW201909173574 | 2019-09-17 | TO INSTALL NEW WIRING IN TWO STUDIO UNITS. TO UPGRADE AND MOVE 400A SERVICE TO ADJACENT LOCATION. | AMPLEX ELECTRICAL INC | R | 1138 | 12 | 2990 | TURK BL |  | 1 | ISSUED | 2019-09-17
EW201909233675 | 2019-09-23 | TO INSTALL CONDUIT FOR SUMP PUMP | AMPLEX ELECTRICAL INC | R | 7542 | 51 | 8 | MIGUEL ST |  | 1 | COMPLETE | 2019-09-30
EW201909163551 | 2019-09-16 | UFERGROUND | KEVIN REILLY ELECTRIC | R | 1929A | 5 | 1671 | FUNSTON AV |  | 1 | ISSUED | 2019-09-16
EW201909203661 | 2019-09-20 | ADD 240 VOLT A/C WALL OUTLET FOR FIXED A/C UNIT. ADD NEW CIRCUIT TO THE SUB-PANEL. | BMH ELECTRIC LLC | R | 527 | 59 | 1501 | FILBERT ST | 3 | 3 | ISSUED | 2019-09-20
E201909254425 | 2019-09-25 | REV2 CHANGE COMMUNICATION FROM POTS TO CELLULAR | BAY ALARM COMPANY | R | 606 | 26 | 2441 | JACKSON ST |  |  | ISSUED | 2019-09-25
E201909264437 | 2019-09-26 | INSTALL 11 RECEPTACLES (INC 2 GFI). 7 LIGHTS 7 SWITCHES 2 FANS 1 DISHWASHER 1 MICROWAVE 1 RANGE 4 SMOKE DETECTORS. 200 AMP UPGRADE. 1 SUBPANEL. 2/0 8 CIRCUITS. WALL MT HEATER 35000 BTU-1 NO | PLUS GENERAL CONSTRUCTION INC. | R | 6304 | 4 | 920A | RUTLAND ST |  |  | ISSUED | 2019-09-26
EW201909173567 | 2019-09-17 | RELOCATE AC DISCONNECT TO OUTSIDE OF HOUSE NEXT TO THE METER | TESLA ENERGY OPERATIONS | R | 2190 | 003O | 2166 | 28TH AV |  | 1 | ISSUED | 2019-09-17
EW201909093387 | 2019-09-09 | INSTALL SOLAR PANELS 3.78 (12 PANELS) | TESLA ENERGY OPERATIONS | R | 7216 | 12 | 460 | EUCALYPTUS DR |  | 1 | ISSUED | 2019-09-09
EW201909263767 | 2019-09-26 | SERVICE UPGRADE | DI LUZIO INC. | R | 2019 | 002J | 1742 | 31ST AV |  | 1 | COMPLETE | 2019-09-30
E201909063951 | 2019-09-06 | REMODEL KITCHEN & BATHROOM REPLACE DISHWASHER OUTLETS INSTALL 7 RECESSED LIGHTS IN KITCHEN | SHAO FAT CONSTRUCTION INC | R | 2106 | 001A | 1907 | 28TH AV |  |  | ISSUED | 2019-09-06
E201909234353 | 2019-09-23 | INSTALL A NEW FIRE ALARM SYSTEM. | K K ELECTRIC & ALARM COMPANY | R | 1273 | 17 | 1010 | STANYAN ST |  |  | ISSUED | 2019-09-23
EW201909123481 | 2019-09-12 | WIRE HOUSE | JJ O'SULLIVAN ELECTRIC | R | 6564 | 017A | 4064 | CESAR CHAVEZ ST |  | 1 | ISSUED | 2019-09-12
E201909194279 | 2019-09-19 | TEMPORARY POWER 100 AMPS | EASTWOOD DEVELOPMENT INCORPORATED | R | 4088 | 26 | 825 | YORK ST |  |  | ISSUED | 2019-09-19
E201909184221 | 2019-09-18 | 13/F. INSTALL ELECTRICAL AND RELOCATE FURNITURE ( 7 LIGHTS 2 SWITCHES 6 RECEPTACLES). | SILVER CREEK CONSTRUCTION INC | C | 262 | 13 | 255 | CALIFORNIA ST |  |  | ISSUED | 2019-09-18
EW201909063373 | 2019-09-06 | INSTALLATION OF 21 MODULAR WORKSTATIONS | ALL MODULAR SYSTEMS INC. | C | 204 | 21 | 1 | MARITIME PZ |  | 2300 | ISSUED | 2019-09-06
EW201909053339 | 2019-09-05 | MODULAR OFFICE FURNITURE INSTALLATION OF (144) WORK STATIONS ON THE 6TH FLOOR. | ALL MODULAR SYSTEMS INC. | C | 292 | 1 | 111 | SUTTER ST |  | 6 | ISSUED | 2019-09-05
EW201909283829 | 2019-09-28 | INSTALLATION OF 22 MODULAR WORKSTATIONS | ALL MODULAR SYSTEMS INC. | C | 239 | 30 | 343 | SANSOME ST | 0 | 10 | ISSUED | 2019-09-28
EW201909163550 | 2019-09-16 | MODULAR OFFICE FURNITURE INSTALLATION OF POWER RAILS FOR (160) WORKSTATIONS ON THE 2ND FLOOR. | ALL MODULAR SYSTEMS INC. | C | 3740 | 34 | 221 | MAIN ST |  | 2 | COMPLETE | 2019-09-18
E201909043872 | 2019-09-04 | UNIT 1: TO RENEW E20170897333 (UNIT 1. RELOCATE KITCHEN CONVERT CURRENT KITCHEN LOCATION TO BEDROOM ADD NEW BATH AND LAUNDRY ROOM AND REMODEL 3 BEDROOMS) | BAY C T CONSTRUCTION INC | R | 577 | 001C | 1807 | BROADWAY * |  |  | ISSUED | 2019-09-04
EW201909033251 | 2019-09-03 | INSTALLATION OF NEW VOICE AND DATA CABLING | XL COMMUNICATIONS INC | C | 269 | 1 | 235 | MONTGOMERY ST |  | 1035 | ISSUED | 2019-09-03
E201909184228 | 2019-09-18 | #622: PROVIDE ELECTRICAL FOR KITCHEN. UPGRADE WASHER & DRYER UPGRADE PANEL. | B-SIDE INC. | R | 581 | 14 | 2275 | BROADWAY * |  |  | ISSUED | 2019-09-18
E201909184253 | 2019-09-18 | UNIT 6: UPGRADE (E) WASHER/DRYER. 5 LIGHTS 5 SWITCHES | B-SIDE INC. | R | 775 | 3 | 1025 | STEINER ST |  |  | ISSUED | 2019-09-18
E201909184230 | 2019-09-18 | #207: PROVIDE ELECTRICAL FOR KITCHEN. UPGRADE WASHER & DRYER UPGRADE PANEL. | B-SIDE INC. | R | 581 | 14 | 2275 | BROADWAY * |  |  | ISSUED | 2019-09-18
E201909094000 | 2019-09-09 | UNIT #401: UPDATE (E) WASHER/DRYER | B-SIDE INC. | R | 871 | 10 | 16 | LAGUNA ST |  |  | COMPLETE | 2019-09-27
EW201909203646 | 2019-09-20 | REPLACE EXISTING FUSED DISCONNECT WITH CIRCUIT BREAKER TYPE DISCONNECT | NEWGRANGE ELECTRICAL | R | 1074 | 2 | 1457 | BAKER ST |  | 1 | COMPLETE | 2019-09-26
EW201909043306 | 2019-09-04 | INSTALL CAT6 CABLING. | BAUER CABLING SOLUTIONS INC | R | 266 | 9 | 1 | FRONT ST |  | 1800 | ISSUED | 2019-09-04
E201909264467 | 2019-09-26 | 1ST FLOOR: NEW BEDROOM AND BATHROOM | PHASE 2 BUILDERS | R | 5535 | 23 | 39 | BREWSTER ST |  |  | ISSUED | 2019-09-26
E201909254415 | 2019-09-25 | UNIT 102: NEW 125A SUB PANEL . OUTLETS AND LIGHTS. NEW WIRE THROUGHTOUT APT. 4 LIGHTS 13 SWITCHES 1 DISHWASHER 1 GARBAGE DISPOSAL 1 MICROWAVE 2 SMOKE DETECTORS | GLADIATOR CONSTRUCTION | R | 492 | 28 | 3334 | FILLMORE ST |  |  | ISSUED | 2019-09-25
E201909244406 | 2019-09-24 | 2 INTERNAL ILLUM. PROTECTING SIGN | TRUE NORTH SIGNS & GRAPHIC SERVICES | R | 3717 | 20 | 180 | HOWARD ST |  |  | ISSUED | 2019-09-24
EW201909163553 | 2019-09-16 | ELECTRICAL TENANT IMPROVEMENT FOR A RESTAURANT | J F C ELECTRIC INC | C | 836 | 32 | 22 | FRANKLIN ST |  | 1 | ISSUED | 2019-09-16
E201909204319 | 2019-09-20 | PLAN #2478. RESIDENTIAL SOLAR PERMIT: INSTALL 16 PV MODULES 315 WATTS PER MODULE 5.04 DC KW SYSTEM. | SWANROCK INC. DBA: SKYTECH SOLAR | R | 1682 | 001A | 807 | 39TH AV |  |  | ISSUED | 2019-09-20
E201909053923 | 2019-09-05 | REPLACE EXHAUST FAN INSTALL VACANCY SENSOR INSTALL GFCI W/DEDICATED CIRCUIT. | RE-BATH BY SCHICKER | R | 2059 | 35 | 1854 | 23RD AV |  | G/F | ISSUED | 2019-09-05
E201909114059 | 2019-09-11 | INSTALL RESIDENTIAL ELEVATOR | REICA CONSTRUCTION INC | R | 4101 | 4 | 534 | TEXAS ST |  |  | ISSUED | 2019-09-11
E201909033835 | 2019-09-03 | REWIRE (1) BEDROOM (1) BATHROOM AND HALLWAY . RUN DEDICATED CIRCUIT FOR LAUNDRY | ULTRA ELECTRIC CO | R | 7133 | 20 | 450 | PALMETTO AV |  |  | ISSUED | 2019-09-03
EW201909233679 | 2019-09-23 | RE-INSTALL 8 DAS DEVICES BELOW CEILING GRID ON 39TH FLOOR RE-INSTALL 8 DAS DEVICES BELOW CEILING GRID ON 40TH FLOOR | MCMILLAN DATA COMMUNICATIONS | R | 233 | 44 | 4 | EMBARCADERO CENTER * |  | 39 | ISSUED | 2019-09-23
EW201909243710 | 2019-09-24 | HORIZONTAL CABLING AND CONNECTIVITY TO DESIGNATED WALL OUTLET AND FURNITURE LOCATIONS | MCMILLAN DATA COMMUNICATIONS | R | 230 | 28 | 1 | EMBARCADERO CENTER * |  | 3860 | ISSUED | 2019-09-24
EW201909043279 | 2019-09-04 | REMOVE ALL KNOB AND TUBE CHANGE SUB PANEL | POLR ELECTRIC | R | 2618 | 48 | 429 | ROOSEVELT WY |  | 3 | COMPLETE | 2019-09-25
EW201909233696 | 2019-09-23 | REMODEL MASTER BATHROOM AND GUEST BATHROOM | V P ELECTRIC CO | R | 61 | 46 | 241 | CHESTNUT ST | 0 | 1 | ISSUED | 2019-09-23
EW201909163554 | 2019-09-16 | INSTALLING 8 MODULES ROOF MOUNTED 400WATT/MOD - 8 ROOF-MOUNTED SOLAR PV MODULES 400 WATTS PER MODULE 8 INTERACTIVE INVERTER TOTAL NO. OF RATING 3.2 KW. | ALL BAY SOLAR | R | 3656 | 6 | 1082 | NOE ST |  | 1 | ISSUED | 2019-09-16
E201909264447 | 2019-09-26 | BATHROOM REMODEL; 1 LIGHT 1 SWITCH 1 RECEPTACLE | CBS CONSTRUCTION INC. | R | 5931 | 27 | 627 | SILLIMAN ST |  |  | ISSUED | 2019-09-26
E201909264457 | 2019-09-26 | UNIT #1 2 3. UPGRADE MAIN ELECTRICAL SERVICE TO 200 AMPS. INSTALL WIRING TO REPLACE FUSE PANEL TO 40 AMP BREAKERS PANELS IN 2 UNITS. INSTALL 4 METERS (3 UNITS 1 HOUSE). INSTALL WIRING FOR 5 KITCHEN CIRCUITS 1 BATH 1 LAUNDRY. 200 AMP SERVICE 2/0. 3 FEEDERS (2 40 AMP #8 1 125 AMP #2). 7 CIRCUITS 3 SWITCHES 4 RECEPTACLES 1 GARBAGE DISPOSAL 1 MICROWAVE 1 BATH FAN. | BRIGHT LIGHTS ELECTRICAL | R | 513 | 15 | 2475 | GREENWICH ST | 0 | 1/F-3/F | ISSUED | 2019-09-26
E201909104009 | 2019-09-10 | UNIT 301: REWIRE SMALL APARTMENT. INSTALL 60 AMP SUBPANEL IN UNIT. 10 CIRCUITS 12 LIGHTS 8 SWITCHES 20 RECEPTACLES 1 FAN 1 DISHWASHER 1 GARBAGE DISPOSAL 1 MICROWAVE 1 RANGE 3 SMOKE DETECTORS | VALLIN ELECTRIC | R | 1422 | 4 | 225 | 11TH AV |  |  | ISSUED | 2019-09-10
E201909184218 | 2019-09-18 | THE EXTG ADDRESSABLE FIRE ALARM SYSTEM SHALL BE REPLACED WITH A NEW ADDRESSABLE FIRE ALARM SYSTEM. THE EXTG SYSTEM IS FAILING AND NO LONGER SERVICABLE. ALL INITIATING DEVICES SHALL BE REPLACED ON A LIKE FOR LIKE BASIS TO ENSURE COMPATIBILITY. THE EXTG NOTIFICATION POWER SUPPLIES | JOHNSON CONTROLS SECURITY SOLUTIONS LLC | R | 296 | 1 | 449 | POWELL ST | 0 |  | ISSUED | 2019-09-18
E201909093998 | 2019-09-09 | REMODEL ENTIRE HOUSE NEW ELECTRICAL WIRING AND ELECTRICAL FIXTURES AS NEEDED THROUGHOUT. 200 AMP PANEL | HO BOK CONSTRUCTION | R | 1139 | 9 | 183 | STANYAN ST |  |  | ISSUED | 2019-09-09
E201909063934 | 2019-09-06 | UNIT 406: ELECTRICAL IN KITCHEN & BATH. CHANGE FIXTURES. | NOMELLINI CONSTRUCTION * ASK FOR ID * | R | 337 | 20 | 455 | EDDY ST |  |  | ISSUED | 2019-09-06
E201909134130 | 2019-09-13 | REWIRE UNIT 5: ADD 125A SUBPANEL INSTALL NEW LIGHTS OUTLETS SWITCHES. 7 LIGHTS 8 SWITCHES 20 RECEPTACLES 1 FAN 1 DISHWASHER 1 MICROWAVE 1 RANGE 4 SMOKE DETECTORS. | FLORES GENERAL BUILDING | R | 213 | 11 | 1144 | CLAY ST |  |  | ISSUED | 2019-09-13
EW201909243730 | 2019-09-24 | REPLACE LIGHTING FIXTURE .NEW OUTLET AND LIGHTING AT RESTROOM .NEW SUBPANEL | Y & C ELECTRICAL.INC | C | 3641 | 23 | 3198 | 24TH ST |  | 1 | ISSUED | 2019-09-24
EW201909053343 | 2019-09-05 | KITCHEN AREA .LIVINGROOM DINING ROOM REMODEL .INSTALL NEW OUTLET AND LIGHTING | Y & C ELECTRICAL.INC | R | 6556 | 13 | 4344 | 26TH ST |  | 2 | ISSUED | 2019-09-05
E201909033817 | 2019-09-03 | APT F1-311: KITCHEN & BATHROOM : REPLACE PLUGS LIGHTS SWITCHES GFCI. | PS2 INC | R | 731 | 17 | 1345 | FILLMORE ST |  |  | COMPLETE | 2019-09-25
E201909033815 | 2019-09-03 | APT T2-405: KITCHEN & BATHROON REMODEL: REPLACE (E) RECEPTACLES SWITCHES LIGHTS WITH LIKE NEW. | PS2 INC | R | 731 | 20 | 1510 | EDDY ST | 0 |  | COMPLETE | 2019-09-24
E201909053902 | 2019-09-05 | APT S2-409: KITCHEN & BATHROOM : REPLACE PLUGS LIGHTS SWITCHES GFCI. | PS2 INC | R | 731 | 1 | 1550 | EDDY ST |  |  | COMPLETE | 2019-10-02
E201909094004 | 2019-09-09 | SUITE 202: REMODEL (E) KITCHEN IN-KIND; 5 RECEPTACLES 1 DISHWASHER 1 MICROWAVE 1 SMOKE DETECTOR | VELOX CONSTRUCTION | C | 81 | 1 | 1 | LOMBARD ST |  |  | COMPLETE | 2019-09-16
E201909274482 | 2019-09-27 | 1)REMODEL EXTG BEDROOM AND CONSTRUCT ONE FULL BATH ROOM AT GROUND FLOOR. 2) REMODEL EXTG KITCHEN 2 BATHROOM AT 2ND FLOOR. (1) 125 AMP SUBPANEL. INSTALL 20 LIGHTS 20 SWITCHES 20 RECEPTACLES 1 FAN 1 DISHWASHER 1 GARBAGE DISPOSAL 1 RANGE 1 MICROWAVE 3 SMOKE DETECTORS. | BILL'S CONSTRUCTION CO INC | R | 2311 | 17 | 2214 | 39TH AV |  | G/F 2/F | ISSUED | 2019-09-27
E201909164178 | 2019-09-16 | KITCHEN & BATH REMODEL. OUTLETS THROUGHOUT KITCHEN COUNTER TOP. | A P CONSTRUCTION | R | 6006 | 18 | 743 | EXCELSIOR AV |  |  | ISSUED | 2019-09-16
E201909254412 | 2019-09-25 | 5TH FLOOR. SMARTBIZ LOANS: INSTALL 100 DATA CABLING DROPS FOR ETHERNET. CONDUIT & RACEWAY ALREADY EXISTING AND WERE NOT INSTALLED BY SECURITY CABLING & SOLUTIONS. SCOPE OF WORK ALSO INCLUDES INSTALLATION OF WALL PLATES FOR CUBICLES AND CONFERENCE ROOMS. | SECURITY & CABLING SOLUTIONS INC | C | 260 | 16 | 433 | CALIFORNIA ST |  |  | COMPLETE | 2019-09-25
E201909093995 | 2019-09-09 | INSTALL 5 ADDITIONAL OUTLETS (GFCI). REPAIR FAULTY WIRING IN FOUND. | DON RENE ALVARADO | R | 2696 | 23 | 253 | COLLINGWOOD ST |  | 1/F-3/F | ISSUED | 2019-09-09
E201909134141 | 2019-09-13 | UPGRADE EXISTING 100AMP TO 200AMP SERVICE | DAMON WILLIAMS ELECTRIC | R | 3038 | 10 | 166 | BRENTWOOD AV |  |  | COMPLETE | 2019-10-01
EW201909293830 | 2019-09-29 | 3.35 KW PV ROOFMOUNTED SOLAR 10 PANELS OPTIMIZERS SINGLE INVERTER - 10 ROOF-MOUNTED SOLAR PV MODULES 335 WATTS PER MODULE 1 INTERACTIVE INVERTER TOTAL NO. OF RATING 3.8 KW. | SIMPLY SOLAR | R | 2118 | 16 | 1934 | 17TH AV |  | 2 | ISSUED | 2019-09-29
E201909124119 | 2019-09-12 | REPLACE OLD FAN AND TOWEL WARMER | SF TOWN BUILDERS INC | R | 90 | 42 | 1918 | MASON ST | 0 |  | ISSUED | 2019-09-12
E201909204305 | 2019-09-20 | CONVERT PARKING TO 4 UNITS. INSTALL 4 NEW KITCHENS AND 4 BATHROOMS. NEW UPGRADE SERVICE TO 400 AMPS | S L M DEVELOPMENT INC. | R | 643 | 10 | 1650 | CALIFORNIA ST |  |  | ISSUED | 2019-09-20
EW201909033245 | 2019-09-03 | NEW WIRING FOR A KITCHEN REMODEL AND 1 SUB PANEL IN THE UNIT. | URIAS ELECTRIC | R | 1045 | 33 | 34 | COLLINS ST | 201 | 34 | ISSUED | 2019-09-03
EW201909123480 | 2019-09-12 | NEW WIRING FOR A 1 BEDROOM 2 BATHROOMS 1 LIVING ROOM AND COUNTER AREA WITH NO COOK RANGE IN THE UNIT AND SOME APPLIANCES. | URIAS ELECTRIC | R | 6418 | 27 | 1 | SOUTH HILL BL |  | 1 | ISSUED | 2019-09-12
E201909043874 | 2019-09-04 | LOW VOLTAGE WIRING FOR SHANIN SPECTOR AT 2288 BROADWAY. 2 BEDROOM APARTMENT WIRING AUDIO VIDEO & NETWORK | BLUE WEST INTEGRATION INC | R | 0564C | 101 | 2288 | BROADWAY * | 1 | 1/F | COMPLETE | 2019-09-05
E201909114062 | 2019-09-11 | REPLACE GFI'S IN BATHROOM AND KITCHEN OUTLETS IN KITCHEN LIGHTS UNDER KITCHEN CABINETS - 1 LIGHT 4 WITCHES AND 4 RECEPTACLES | ASTORGA CONSTRUCTION INC | R | 2748 | 43 | 77 | GRAND VIEW AV | 702 |  | ISSUED | 2019-09-11
E201909043857 | 2019-09-04 | SITE: POLE HAIGT003 NEAREST 84 CARL STREET: INSTALLATION OF 3RD PARTY COMMUNICATION EQUIPMENT ON PG&E POLE. INSTALL EQUIPMENT - ELECTRICAL METER DISCONNECT BOX RADIOS AND ANTENNAE; 2-10AWG 2X15AMP CKTS. | PINNACLE POWER SERVICES INC | C | 9999 | 999 | 999 | UNKNOWN * |  | 84 CARL STREET | COMPLETE | 2019-10-01
E201909043861 | 2019-09-04 | SITE: POLE HAIGT011 NEAREST 136 STEINER STREET: INSTALLATION OF 3RD PARTY COMMINICATION EQUIPMENT ON PG&E POLE. INSTALL EQUIPMENT - ELECTRICAL METER DISCONNECT BOX RADIOS AND ANTENNAE; 2-10AWG 2X15AMP CKTS. | PINNACLE POWER SERVICES INC | C | 9999 | 999 | 999 | UNKNOWN * |  | 136 SETINER STREET | COMPLETE | 2019-09-30
E201909114081 | 2019-09-11 | ADMIN PERMIT ONLY: TO CORRECT ADDRES FOR ELECTRICAL PERMIT EW201908082714 CHANGE ADDRESS FROM 1285 B RHODE ISLAND TO 1287 RHODE ISLAND. | VEGA ELECTRIC INC | R | 4217 | 16 | 1287 | RHODE ISLAND ST |  |  | COMPLETE | 2019-09-11
E201909093975 | 2019-09-09 | REMODEL EXISTING 2 BATHROOMS. 2 LIGHTS 4 SWITCHES 5 RECEPTACLES 2 FANS | JONES BROS CONSTRUCTION & DESIGN INC | R | 779 | 21 | 1283 | MCALLISTER ST |  |  | ISSUED | 2019-09-09
E201909264448 | 2019-09-26 | UNIT 2201: KITCHEN & BATHROOM REMODEL UPGRADE/RELOCATE ELECTRICAL PANEL | ROD'S GENERAL BUILDERS INC | R | 813 | 7 | 1390 | MARKET ST | 0 |  | ISSUED | 2019-09-26
E201909043896 | 2019-09-04 | APT 304: RELOCATE EXIST KITCHEN CONVERT KITCHEN TO BEDROOM. REHAB EXIST BATH. INSTALL WASHER DRYER. | AXEL8 CONSTRUCTION | R | 1213 | 13 | 500 | STANYAN ST |  |  | ISSUED | 2019-09-04
E201909244395 | 2019-09-24 | UNIT 208. NEW SUBPANEL KITCHEN AND BATH REMODEL NEW PLUGS LIGHTS SWITCHES. | SPEEDY CONSTRUCTION INC | R | 526 | 15 | 1456 | UNION ST |  |  | ISSUED | 2019-09-24
E201909204307 | 2019-09-20 | SOLAR PERMIT PLAN #2322: 25 PV MODULES 270 WATTS PER MODULE 6.75 (DC) KW. . | GOLDEN GATE SOLAR | R | 3104 | 10 | 270 | SAN ANSELMO AV |  |  | ISSUED | 2019-09-20
E201909204306 | 2019-09-20 | SOLAR PERMIT PLAN #2414: 30 PV MODULES 270 WATTS PER MODULE 8.1 (DC) KW. . | GOLDEN GATE SOLAR | R | 6957 | 8 | 1960 | ALEMANY BL |  |  | ISSUED | 2019-09-20
E201909094002 | 2019-09-09 | NEW ELECTRICAL THROUGHOUT HOUSE. LIGHTS RECEPTACLES SWITCHES SMOKE DETECTORS | DUNG TRAN CONSTRUCTION | R | 3062 | 19 | 282 | MANGELS AV |  |  | ISSUED | 2019-09-09
E201909063950 | 2019-09-06 | ROOF MOUNTED SOLAR VOLTAIC 17 MODULES 310 WATTS 5.27 KW NEW SUBPANEL. ADD PLAN NUMBER 2487 TO SCOPE PAGES: 20 | MICHAEL DELP - MAD ENERGY | R | 1463 | 41 | 424 | 32ND AV |  |  | ISSUED | 2019-09-06
E201909063936 | 2019-09-06 | ROOF MOUNTED SOLAR VOLTAIC PV SYSTEM ONLY 21 MODULES 310 WATTS 6.51 KW SERVICE UPGRADE. ADD PLAN NUMBER 2486 TO SCOPE PAGES: 24 | MICHAEL DELP - MAD ENERGY | R | 6465 | 24 | 194 | ROLPH ST |  |  | ISSUED | 2019-09-06
E201909134127 | 2019-09-13 | G/F: PROVIDE ELECTRICAL FOR NEW BATHROOM & BEDROOM ADDITION. | CALIFORNIA CUSTOM CONSTRUCTION | R | 1602 | 17 | 4126 | CABRILLO ST |  |  | ISSUED | 2019-09-13
E201909254430 | 2019-09-25 | (E) 2 BATH REMODEL ADD OUTLETS FOR FIRE INSERT | G G CONSTRUCTION | R | 579 | 42 | 2170 | PACIFIC AV |  |  | ISSUED | 2019-09-25
E201909033810 | 2019-09-03 | EREMODEL 2 EXISTING BATHS AND 1 KITCHEN. BUILD 1 NEW BATH NEW LAUNDRY ROOM NEW LIVING ROOM AND 1 BEDROOM | D L CONSTRUCTION | R | 2795 | 4 | 139 | GLADEVIEW WY |  |  | ISSUED | 2019-09-03
E201909184222 | 2019-09-18 | REWIRE ELECTRICAL THROUGHOUT ENTIRE HOUSE TO INCLUDE NEW LIGHTS SWITCHES RECEPTS OUTLETS SMOKE DETECTORS FANS. | TAO'S CONSTRUCTION INC. | R | 6345 | 38 | 637 | LONDON ST |  | ENTIRE BLDG | ISSUED | 2019-09-18
EW201909053332 | 2019-09-05 | INSTALL ELECTRICAL SERVICE OF 400 AMPS | COPPERGOLD ELECTRIC INC | C | 741 | 006B | 626 | POLK ST |  | 1 | ISSUED | 2019-09-05
EW201909123479 | 2019-09-12 | RE WIRE KITCHEN BATHROOM SUB PANEL . EXISTING BEDROOM LIVING ROOM ONLY ADDING SMOKE DETECTORS . | COPPERGOLD ELECTRIC INC | R | 125 | 005C | 1801 | LEAVENWORTH ST |  | 2 | ISSUED | 2019-09-12
E201909124096 | 2019-09-12 | UPGRADE MAIN SERVICE FROM 100 AMPS TO 600 AMPS. 3 PHASE | IPOWER SF ELECTRIC | R | 322 | 10 | 675 | OFARRELL ST |  |  | ISSUED | 2019-09-12
E201909234345 | 2019-09-23 | IN KIND KITCHEN REMODEL | HUYNH CONSTRUCTION LLC | R | 1863 | 1 | 1501 | 17TH AV |  |  | ISSUED | 2019-09-23
E201909204309 | 2019-09-20 | NEW CONSTRUCTION. BASEMENT LIGHTING 1ST FL LOBBY. CONNECTION TO FIRE ALARM SYSTEMS | M B ELECTRIC | C | 2515 | 1 | 2898 | SLOAT BL |  |  | ISSUED | 2019-09-20
E201909264443 | 2019-09-26 | REMODEL BATH AT 3RD FLOOR. INSTALL 3 LIGHTS 2 SWITCHES 2 RECEPTACLES 1 FAN 2 CIRCUITS. | MR WU CONSTRUCTION | R | 1873 | 1 | 2301 | KIRKHAM ST |  | 3/F | ISSUED | 2019-09-26
E201909104046 | 2019-09-10 | UNIT 4: KITCHEN REMODEL 7 NEW CIRCUITS 1 LIGHT 5 LIGHTS 2 SWITCHES 9 RECEPTACLES 1 FAN 1 DISHWASHER 1 GARBAGE DISPOSAL 80 AMP MAIN 400 AMP/3PHASE | GROELING ELECTRIC | R | 533 | 17 | 2176 | UNION ST |  |  | ISSUED | 2019-09-10
E201909184233 | 2019-09-18 | APT 203: REMODEL KTICHEN & BATHROM. ADD NEW BATHROOM. ADD WASHER/DRYER.NEW PLUGS LIGHTS SWITCHES. 60A SUBPANEL. | US CONSTRUCTION CALIFORNIA INC | R | 1188 | 013C | 1985 | FULTON ST |  |  | ISSUED | 2019-09-18
EW201909243723 | 2019-09-24 | INSTALLATION OF EVCS ON EXISTING PANEL | EVERCHARGE INC | R | 3789 | 20 | 229 | BRANNAN ST |  | 1 | ISSUED | 2019-09-24
E201909194285 | 2019-09-19 | BATHROOM REMODEL AND NEW LAUNDRY. RUN NEW ELECTRICAL FOR WASHER AND ELECTRICAL DRYER. REUSE EXISTING LED RECESS LIGHTING REPLACE EXHAUST FAN. ADJUST VANITY LIGHT LOCATION. INSTALL 1 NEW LED RECESS LIGHT OVER SHOWER. 3 LIGHTS 4 SWITCHES 4 RECEPTACLES 1 FAN | KASAS BUILDERS INC | R | 3561 | 79 | 2245 | 15TH ST |  |  | ISSUED | 2019-09-20
EW201909203654 | 2019-09-20 | ELECTRICAL REPAIR. REPLACE EXISTING WIRING THROUGH EXISTING CONDUITS. ADD ARC FAULT PROTECTION GFCI PROTECTION. | MIKE JARVIS ELECTRIC | R | 299 | 1 | 801 | SUTTER ST |  | 402 | ISSUED | 2019-09-20
EW201909173572 | 2019-09-17 | NEW LIGHTS & POWER | ELSON ELECTRIC HOLDINGS INC | C | 3775 | 73 | 501 | 03RD ST |  | 3 | ISSUED | 2019-09-17
E201909164148 | 2019-09-16 | UPGRADE ELECTRICAL SERVICE FROM FUSE BOX TO A 125 AMP BREAKER BOX. RUN NEW HOMERUNS TO BEDROOMS LIVING ROOM DINING ROOM ETC. 14 CIRCUITS 1 FEEDER 10 LIGHTS 10 SWITCHES 20 RECEPTACLES 1 FAN 1 DISHWASHER 1 GARBAGE DISPOSAL 1 MICROWAVE 4 SMOKE DETECTORS. | J V ELECTRIC | R | 2018 | 9 | 1742 | 32ND AV |  |  | ISSUED | 2019-09-16
E201909204322 | 2019-09-20 | ADJACENT TO 1300 PAGE ST. PG&E UTILITY POLE. INSTALL 2 CELLULAR RADIOS ON UTLITY POLE SERVICING THEM WITH (2) # 2 GROUNDS (2) # 10 HOT (2) # 10 NEUTRAL (2) 30A BREAKERS. AIC: 10 000A | MODUS REX LLC | R | 9999 | 999 | 999 | UNKNOWN * |  |  | ISSUED | 2019-09-20
EW201909063362 | 2019-09-06 | INSTALL THERMOSTAT WIRING IN (100) UNITS AND COMMON AREAS AMENITIES. | VISTACOM D B S INC | R | 4107 | 001B | 950 | TENNESSEE ST |  | 6 | ISSUED | 2019-09-06
EW201909103409 | 2019-09-10 | INSTALLATION OF NEW ELECTRICAL SOURCE FROM EXISTING PANELS | BV ELECTRIC INCORPORATED | R | 741 | 3 | 530 | TURK ST |  | 1 | COMPLETE | 2019-09-17
E201909254422 | 2019-09-25 | G/F: UPGRADSE (E) BEDROOM COSNRUCTION 1 FULL BATHROOM. 2/F: REMODEL (E) KITCHEN BATHROOM CONVERT (E) CLOSET TO HALF BATHROOM . INSTALL 1 SUBPANEL. NEW PLUGS LIGHTS SWITCHES. | J C GENERAL CONSTRUCTOIN | R | 7072 | 30 | 334 | VICTORIA ST |  |  | ISSUED | 2019-09-26
EW201909163536 | 2019-09-16 | TPG IDF RM - TI | MC MILLAN ELECTRIC | C | 261 | 15 | 325 | CALIFORNIA ST |  | 25 | CANCELLED | 2019-09-23
EW201909133506 | 2019-09-13 | HSBC - TI & LIFE SAFETY | MC MILLAN ELECTRIC | C | 230 | 28 | 1 | EMBARCADERO CENTER * |  | 34 | ISSUED | 2019-09-13
EW201909033258 | 2019-09-03 | ELECTRICAL ALTERATIONS IN SUITE # 300. 3RD FLOOR | MCCLURE ELECTRIC INC | C | 260 | 1 | 425 | CALIFORNIA ST |  | 300 | ISSUED | 2019-09-03
EW201909233689 | 2019-09-23 | ADD LOW FREQUENCY HORNS TO EXISTING UNITS AND REPLACE FIRE ALARM PANEL | BYINGTON ELECTRIC CORP | R | 214 | 18 | 1265 | WASHINGTON ST |  | 1 | ISSUED | 2019-09-23
EW201909123470 | 2019-09-12 | FIRE ALARM UPGRADES FOR THE BASEMENT @ 1 FRONT STREET. | PAGANINI ELECTRIC CORP(SEE SIGNATORIES) | C | 266 | 9 | 1 | FRONT ST |  | 0 | COMPLETE | 2019-09-27
EW201909123503 | 2019-09-12 | WIRE A 30 AMPERE 220 VOLT CAR CHARGER. INSTALLA 100 AMPERE PANEL ON AN EXISTED METER SOCKET. | DELTA ELECTRIC | R | 78 | 68 | 373 | LOMBARD ST | 301 | 1 | COMPLETE | 2019-09-25
EW201909203644 | 2019-09-20 | RESTROOM UPGRADES EC2331 | C B F INC | C | 258 | 32 | 601 | CALIFORNIA ST | 0 | 2 | ISSUED | 2019-09-20
EW201909173575 | 2019-09-17 | FURNISH AND INSTALL (2) ELEC PANELS IN BASEMENT/1ST FLOOR - ES2300 | C B F INC | C | 3706 | 278 | 30 | 03RD ST |  | 1 | COMPLETE | 2019-09-25
EW201909043280 | 2019-09-04 | ELEC AND LIFE SAFETY T.I. - EC2355 | C B F INC | C | 238 | 1 | 275 | BATTERY ST |  | 440 | ISSUED | 2019-09-04
EW201909183608 | 2019-09-18 | LS ELEC INSTALL (2) SPEAKER STROBES IN 4TH FLOOR RESTROOMS ES9733 | C B F INC | C | 310 | 13 | 77 | MAIDEN LN |  | 4 | ISSUED | 2019-09-18
EW201909193629 | 2019-09-19 | CAFE REMODEL NEW LIGHTING AND POWER CONNECTIONS IN BASEMENT | YOUNG ELECTRIC CO | C | 297 | 5 | 524 | POST ST |  | 1 | ISSUED | 2019-09-19
E201909104037 | 2019-09-10 | REPLACE ALL LIGHT SWITCHES AND OUTLET AND PLATES FOR ALL (17) ROOMS | W. WONG CONSTRUCTION CO. INC. | R | 5339 | 1 | 1601 | QUESADA AV |  |  | ISSUED | 2019-09-10
EW201909273810 | 2019-09-27 | CORRECT CODE VIOLATIONS ON MAIN SERVICE PANELS AND METERS. | AARON ELECTRIC CO. | R | 665 | 32 | 1719 | PINE ST |  | 1 | ISSUED | 2019-09-27
EW201909273804 | 2019-09-27 | KITCHEN REMODEL NEW BATH 60 AMP SUBPANEL | ATHENA ELECTRICAL CONSTRUCTION CO | R | 76 | 1 | 1873 | STOCKTON ST |  | 2 | ISSUED | 2019-09-27
E201909033820 | 2019-09-03 | SURVEY ONLY | TERRA NOVA INDUSTRIES | R | 25 | 19 | 2765 | HYDE ST |  |  | ISSUED | 2019-09-03
E201909104029 | 2019-09-10 | NEW PLUGS & SWITCHES PER SOFT STORY WORK | RIVERA CONSTRUCTION | R | 3607 | 7 | 842 | GUERRERO ST | 0 |  | ISSUED | 2019-09-10
E201909043880 | 2019-09-04 | 2615 & 2615-1/2 SUTTER STREET: NEW HORIZONTAL & VERITICAL ADDITION: 200AMP SERVICE PANEL 3 METER PANEL REWIRE NEW PLUGS LIGHTS SWITCHES. | AMPEX ENGINEERING & CO | R | 1074 | 30 | 2615 | SUTTER ST |  |  | ISSUED | 2019-09-04
E201909053918 | 2019-09-05 | UNIT#1: KITCHEN & BATHROOM REMODEL. | ROYAL LYON CONSTRUCTION | R | 1575 | 26 | 636 | 33RD AV |  |  | ISSUED | 2019-09-05
E201909063946 | 2019-09-06 | APT 507: KITCHEN & BATHROOM REMODELING. INCLUDING REWIRING THROUGHOUT UNIT AND NEW FIXTURES - PLUGS LIGHTS SWITCHES. | SURE INC. | R | 299 | 19 | 861 | SUTTER ST |  |  | ISSUED | 2019-09-06
E201909134125 | 2019-09-13 | UPGRADE SERVICE TO 1000 AMP 3 PHASE | SURE INC. | R | 299 | 19 | 861 | SUTTER ST |  |  | ISSUED | 2019-09-13
E201909063945 | 2019-09-06 | APT 402: KITCHEN & BATHROOM REMODELING. INCLUDING REWIRING THROUGHOUT UNIT AND NEW FIXTURES - PLUGS LIGHTS SWITCHES. | SURE INC. | R | 299 | 19 | 861 | SUTTER ST |  |  | ISSUED | 2019-09-06
E201909254416 | 2019-09-25 | KITCHEN AND BATHROOM REMODEL | HUEY CONST MNGMT CO INC - DBA M H CONST. | R | 685 | 41 | 1721 | BUCHANAN ST |  |  | ISSUED | 2019-09-25
EW201909273799 | 2019-09-27 | REPLACE CONDUIT FOR EXISTING HORN/STROBES. HORN/STROBES WILL REMAIN IN ORIGINAL LOCATION | B B J ELECTRIC INC | R | 60 | 7 | 290 | LOMBARD ST |  | 20 | ISSUED | 2019-09-27
EW201909163526 | 2019-09-16 | UNIT 103. NEW SUB PANEL. 50A FEEDERS. DISHWASHER. 6 X KITCHEN RECEPTACLES. 2 X SMOKE DETECTORS. 1 X SD/CO. REWIRE APARTMENT THROUGH EXISTING CONDUITS. | B B J ELECTRIC INC | R | 650 | 017A | 2075 | CALIFORNIA ST | 0 | 103 | ISSUED | 2019-09-16
EW201909283827 | 2019-09-28 | SERVICE UPGRADE. NEW ADU UNIT 3 BEDROOM 2 BATHROOM KITCHEN LIVING ROOM. 80 OUTLETS 40 LIGHT NEW SUN PANEL 110V S/D | LAI'S E & H ELECTRIC INC. | R | 840 | 19 | 445 | OAK ST |  | 1 | ISSUED | 2019-09-28
E201909053899 | 2019-09-05 | INSTALL 1 EXTERIOR ELECTRICAL BLADE SIGN | GOLDEN GATE SIGN COMPANY INC. | C | 4173 | 1 | 655 | 22ND ST |  |  | ISSUED | 2019-09-05
E201909104015 | 2019-09-10 | FLOORS 1 2 3 4: PER TOB. TENANT SPACE: NEW PLUGS LIGHTS RECEPTACLES MISC EQUIPMENT CONNECTIONS FEEDERS (1 - 4 #2 1 #6 1-2254 120/208V PANELBOARD. | DEL MONTE ELECTRIC CO INC | C | 628 | 14 | 2351 | CLAY ST |  | 1234 FLOORS | ISSUED | 2019-09-10
EW201909173568 | 2019-09-17 | BATHROOM REMODEL 6 RECESS CAN LIGHTS 1 EXHAUST FAN 2 SWITCHES 2 CIRCUITS | DELAO ELECTRIC INC | R | 1678 | 015B | 887 | 35TH AV |  | 2 | COMPLETE | 2019-09-23
EW201909123484 | 2019-09-12 | FIRE ALARM SYSTEM - FACP 21 STROBES 24 PULL STATIONS 9 HEAT DETECTORS 4 SMOKE DETECTORS 22 HANDSTROBES 20 STROBES 8 ADDRESSABLE MODULES & 19 TAMPER SWITCHES | DELAO ELECTRIC INC | C | 3551 | 1 | 1940 | HARRISON ST |  | 1 | ISSUED | 2019-09-12
E201909033826 | 2019-09-03 | CHANGE ADDRESS FROM 500 TERRY A FRANCOIS BL TO 300 16TH ST REF E201908093263 | SPRIG ELECTRIC | R | 8722 | 1 | 300 | 16TH ST |  |  | ISSUED | 2019-09-03
E201909043890 | 2019-09-04 | REMODEL 1 BATHROOM WASHER & DRYER CEILING LIGHTS. INSTALL 5 LIGHTS 5 SWITCHES 15 RECEPTACLES 1 FAN. | KLESTOFF ELECTRIC | R | 3541 | 61 | 141 | NOE ST |  | 3/F 4/F | ISSUED | 2019-09-04
E201909134134 | 2019-09-13 | REMODEL KITCHEN & BATHROOM ADD (2) BATHROOMS REWIRE UNIT UPGRADE SERVICE 100 AMP ; 25 LIGHTS 20 SWITCHES 40 RECEPTACLES 2 FANS 2 DISHWASHERS 1 GARBAGE DISPOSAL 1 RANGE 8 SMOKE DETECTORS | CASTLE CONSTRUCTION | R | 1376 | 38 | 136 | 17TH AV |  |  | ISSUED | 2019-09-13
EW201909113454 | 2019-09-11 | 550 CALIFORNIA - WELLS FARGO - 3RD FLOOR - WBE JOB 02-153228 - CONTACT (JIM GRAF 415-726-0064) | W. BRADLEY ELECTRIC | C | 240 | 20 | 550 | CALIFORNIA ST |  | 3 | ISSUED | 2019-09-11
EW201909113435 | 2019-09-11 | ELECTRICAL INSTALLATION THROUGH OUT FLOOR IN SPECIFIED LOCATION DETERMINED BY CUSTOMER. | CAPITOL ELECTRIC CONST | C | 3704 | 1 | 901 | MARKET ST |  | 1 | ISSUED | 2019-09-11
EW201909113450 | 2019-09-11 | INSTALL NO 4 COPPER IN FOUNDATION FOR GROUND ELECTRODE | J L ELECTRIC | R | 1806 | 10 | 1471 | 47TH AV |  | 0 | ISSUED | 2019-09-11
E201909033834 | 2019-09-03 | RENEW EXPIRED PERMIT #E201611221259 - (GROUND FLOOR 27 LTS 16 SWITCHES 13 RECEPTS 1 FANS NEW SUB-PANEL) | M & M ELECTRIC CO | R | 5071 | 9 | 250 | TOCOLOMA AV |  |  | ISSUED | 2019-09-03
EW201909243702 | 2019-09-24 | 115 WORKSTATIONS FOR MODULAR PARTITION ONLY | SERVICE WEST INC | C | 3710 | 20 | 333 | MARKET ST |  | 8 | ISSUED | 2019-09-24
EW201909243719 | 2019-09-24 | 61 WORKSTATIONS FOR MODULAR PARTITION ONLY | SERVICE WEST INC | C | 233 | 44 | 4 | EMBARCADERO CENTER * |  | 40 | ISSUED | 2019-09-24
EW201909123475 | 2019-09-12 | 16 WORKSTATIONS FOR MODULAR PARTITION ONLY | SERVICE WEST INC | C | 3903 | 4 | 1300 | BRYANT ST |  | 2 | ISSUED | 2019-09-12
EW201909193619 | 2019-09-19 | 192 WORKSTATIONS FOR MODULAR PARTITION ONLY | SERVICE WEST INC | C | 3738 | 12 | 215 | FREMONT ST |  | 3 | ISSUED | 2019-09-19
EW201909253758 | 2019-09-25 | INSTALL DEDICATED CIRCUIT FOR CAR CHARGER AT GARAGE. | GRANITE ELECTRIC | R | 99 | 4 | 902 | UNION ST |  | 1 | COMPLETE | 2019-10-01
EW201909233695 | 2019-09-23 | UNIT 101 REPLACE FUSE BOX WITH BREAKER PANEL. INSTALL 2 SMOKE DETECTORS. | GRANITE ELECTRIC | R | 3533 | 57 | 191 | DUBOCE AV |  | 1 | ISSUED | 2019-09-23
EW201909113432 | 2019-09-11 | ADDITION OF 5 NEW LIVING ROOM OUTLETS AND ADDITION OF 8 RECESSED LIGHTS. ONE SUB PANEL UPGRADE. | FIRELECTRIC | R | 2633 | 2 | 1403 | WILLARD ST |  | 1 | ISSUED | 2019-09-11
EW201909273822 | 2019-09-27 | OFFICE TI LIGHTS AND OUTLETS REPLACE PANEL SUITE100 | WELLS ELECTRICAL INC *SEE NOTES* | C | 1018 | 19 | 3580 | CALIFORNIA ST |  | 100 | ISSUED | 2019-09-27
EW201909243714 | 2019-09-24 | CHECK KITCHEN LIGHTING FOR WATER DAMAGE LAUNDRY BATHROOM HALLWAY AND STAIR WAY LIGHTING | WELLS ELECTRICAL INC *SEE NOTES* | R | 630 | 21 | 2206 | STEINER ST |  | 1 | ISSUED | 2019-09-24
EW201909093395 | 2019-09-09 | INSTALL NEW LIGHTING/ELECTRICAL OUTLETS FOR OFFICE TI 15TH FLOOR | WELLS ELECTRICAL INC *SEE NOTES* | C | 3707 | 61 | 625 | MARKET ST |  | 15 | ISSUED | 2019-09-09
EW201909093388 | 2019-09-09 | RE-TRIM APARTMENT UNIT #710 | WELLS ELECTRICAL INC *SEE NOTES* | R | 336 | 31 | 430 | TURK ST |  | 710 | COMPLETE | 2019-09-13
EW201909053340 | 2019-09-05 | EDLEN ELECTRICAL WILL BE PROVIDING TEMPORARY WIRING FOR WIRING FOR ORACLE OPEN WORLD AT THE SAN FRANCISCO SOUTH/NORTH HALL. | EDLEN ELECTRICAL EXHIBITION SVCS OF CA | C | 3734 | 91 | 747 | HOWARD ST |  | 1 | ISSUED | 2019-09-05
E201909174213 | 2019-09-17 | 20 LIGHTS 20 SWITCHES 30 PLUGS 3 FANS 2 DW 1 GD 1 MW 1 RANGE 8 SMOKE DETECTOR. KITCHEN BATH PLAYROOM DISCONNNECT CIRCUITS ELEC SERVICE | EAST BAY CONSTRUCTION | R | 3251 | 10 | 101 | DARIEN WY |  |  | ISSUED | 2019-09-17
E201909114051 | 2019-09-11 | NEW LIGHTS AND WIRING IN WALL. UPGRADE METER TO 100 AMPS | HCG ASSOCIATES INC | R | 1548 | 44 | 518 | 06TH AV |  |  | ISSUED | 2019-09-11
E201909274481 | 2019-09-27 | RENEW E201603175591 FOR FINAL | SINCERE CONSTRUCTION COMPANY INC | R | 5893 | 19 | 329 | SILVER AV |  |  | ISSUED | 2019-09-27
EW201909263784 | 2019-09-26 | 2 STORY BUILDING NEW 2500 AMP SERVICE NEW LIGHTING AND CONTROLS POWER AND FIRE ALARM. | E. J. WEBER ELECT.CO INC | C | 5230 | 7 | 2230 | JERROLD AV |  | 1 | ISSUED | 2019-09-26
E201909194273 | 2019-09-19 | TO COMPLY WITH PHYSICAL REPORT #CC-7461 REF TO PERMIT #E201505268832. SURVEY PERMIT | FLASH ELECTRIC **CK ID****** | R | 1177 | 20 | 1582 | FULTON ST |  | 2019-01-03 | ISSUED | 2019-09-19
EW201909043312 | 2019-09-04 | COMMON AREA AND GARAGE.TOTAL NEW WIRES. 8 LIGHTS 4 SWITCHES AND 6 PLUGS. | MIN'S ELECTRIC INC | R | 3609 | 32 | 959 | VALENCIA ST |  | 0 | ISSUED | 2019-09-04
E201909244385 | 2019-09-24 | INSTALL UNDERCABINET LIGHTING. | KARAH CONSTRUCTION CO | R | 0463A | 7 | 130 | ALHAMBRA ST |  |  | ISSUED | 2019-09-24
E201909274484 | 2019-09-27 | UPGRADE SERVICE TO 200A. REWIRE HOSUE BEDROOMS BATHROOMS KITCHEN HALL ENTRY GARAGE DINING LIVING LAUNDRY. | FATIMA ELECTRIC | R | 6405 | 3 | 930 | NAPLES ST |  |  | ISSUED | 2019-09-27
EW201909043281 | 2019-09-04 | (1ST FLOOR-53 WRKSTNS)MODULAR FURNITURE INSTALLATION | ADVANCED INSTALLATION SERVICES LLC | C | 4015 | 8 | 501 | YORK ST |  | 1 | COMPLETE | 2019-09-09
EW201909243705 | 2019-09-24 | MODULAR FURNITURE INSTALLATION | ADVANCED INSTALLATION SERVICES LLC | C | 3774 | 25 | 250 | BRANNAN ST |  | 3 | ISSUED | 2019-09-24
EW201909053315 | 2019-09-05 | (1) RE-PULL ADDITIONAL 110V CIRCUITS IN EXISTING CONDUIT AND INSTALL DISCONNECT SWITCH FOR A/C UNIT ELEVATOR CAR LIGHT MACHINE ROOM LIGHTS AND GFCI RECEPTACLES . (2) RE-PULL NEW WIRE AND INSTALL NEW DISCONNECT SWITCH FOR ELEVTOR FEEDER FROM ELECTRICAL ROOM TO MACHINE ROOM . (3) REPLACE EXISTING LIGHT FIXTURES AND INSTALL TWO NEW LIGHTS INSIDE MACHINE ROOM. ALL THIS WORK IS DONE IN ( ADMINISTRATIVE BUILDING ) | J Y ELECTRICAL CONSTRUCTION CO INC | C | 2842 | 7 | 375 | LAGUNA HONDA BL |  | 6 | COMPLETE | 2019-09-10
E201909234348 | 2019-09-23 | SPRINT TO INSTALL NE CONDUIT AT (E) SITE | CBA SITE SERVICES INC. | R | 7031 | 002B | 5226 | MISSION ST |  |  | ISSUED | 2019-09-23
E201909053912 | 2019-09-05 | WIRE REPAIR AND HALLWAY CEILING LIGHTING FIXTURE REPAIR AND INSTALLATION | MONTANO BROTHERS ELECTRIC INC **NOTES** | R | 3568 | 12 | 594 | VALENCIA ST |  |  | COMPLETE | 2019-09-12
E201909043866 | 2019-09-04 | GROUND FLOOR REMODEL BY DRAWING. RELOCATE ELECTRIC SERVICE. 100 AMP MAIN UPGRADE 20 CIRCUITS. 22 LIGHTS 15 SWITCHES 25 RECEPTACLES 2 FANS 5 SMOKE DETECTORS | J Z CONSTRUCTION | R | 1738 | 10 | 1247 | 12TH AV |  |  | ISSUED | 2019-09-04
E201909114073 | 2019-09-11 | REMODEL (E) 2 BATHROOMS | HEAVEN'S EARTH CO INC | R | 2702 | 23 | 183 | CASELLI AV |  |  | ISSUED | 2019-09-11
EW201909043277 | 2019-09-04 | NEW RESTROOM AND RELOCATE A SUB PANEL. | LIGHTHOUSE ELECTRIC | C | 3575 | 91 | 2101 | MISSION ST |  | 1 | ISSUED | 2019-09-04
E201909104022 | 2019-09-10 | INTERIOR REMODEL 125 AMP SUB PANEL MASTER BEDROOM BATH MISC RECEPTACLES HIGHTS KITCHEN CIRCUTS UNIT #603 | BOUCHARD ELECTRIC COMPENY | R | 158 | 77 | 1520 | TAYLOR ST | 603 |  | ISSUED | 2019-09-10
E201909274497 | 2019-09-27 | RESTAURANT TENANT IMPROVEMENT FOR ADA COMPLIANCE. 4 LIGHTS 3 SWITCHES 12 RECEPTACLES 1 FAN | RADIANT CONSTRUCTION COMPANY | C | 3589 | 4 | 2224 | MISSION ST |  |  | ISSUED | 2019-09-27
EW201909053329 | 2019-09-05 | REWIRE KITCHEN AND 2 BATHROOMS AND 1-SUBPANEL | BAY ELECTRIC | R | 3787 | 147 | 38 | LUSK ST | 4 | 4 | ISSUED | 2019-09-05
E201909124089 | 2019-09-12 | 5/F LEASING OFFICE: PROVIDE SAFE-OFF & DEMO OF FA DEVICES ONLY.(N)AUDIBLE & VISUAL OCCUPANT NOTIFICATION DEVICES WILL BE PROVIDED THROUGHOUT THE COMMON AREAS OF THE SOW AREA PER CODE.THE F/A SYSTEM (E) SEQUENCE OF OPERATION SHALL REMAINED UNCHANGED. | FIRE DETECTION UNLIMITED | R | 3747 | 92 | 388 | BEALE ST |  |  | ISSUED | 2019-09-12
EW201909113434 | 2019-09-11 | REPLACE OLD FEDERAL PACIFIC SUBPANEL FOR NEW SUBPANEL. | EDAM'S ELECTRIC INC. | R | 243 | 69 | 850 | POWELL ST | 203 | 2 | ISSUED | 2019-09-11
EW201909193634 | 2019-09-19 | IN STALL A NEW 800 AMP 3 PHASE SERVICE IN THE BASEMENT RE ENTIRE BUILDING 5 COMMON AREA KITCHENS ONE LAUNDRY ROOM IN BASEMENT WIRE 55 BEDROOMS AND 30 BATHROOMS APPROXIMATELY | CORISH ELECTRIC CORPORATION | R | 331 | 001A | 229 | ELLIS ST |  | 1 | ISSUED | 2019-09-19
E201909033841 | 2019-09-03 | KITCHEN REMODEL | BLACKLINE CONSTRUCTION | R | 2690 | 42 | 4621 | 18TH ST | 0 |  | ISSUED | 2019-09-03
E201909234350 | 2019-09-23 | FOR SERVICE PANEL UPGRADE | HUBERT PENNY | R | 5517 | 075A | 198 | PRECITA AV |  |  | COMPLETE | 2019-09-24
E201909043852 | 2019-09-04 | NEW CONTRACTOR: REF E201905131222 FOR C/N: REMODEL KITCHEN MASTER BATHROOM GUEST BATHROOM POWDER ROOM NEW RECESSED LED CAN LIGHTING. NEW PLUGS LIGHTS SWITCHES THROUGHOUT UNIT. | D3 CONSTRUCTION | R | 59 | 144 | 154 | LOMBARD ST | 49 |  | ISSUED | 2019-09-04
E201909124091 | 2019-09-12 | NEW ELECTRICAL FOR DOWNSTAIRS ADU. NEW METER KITCHEN BATH SUBPANEL | TRANSBAY BUILDERS INC. | R | 6049 | 16 | 132 | WOOLSEY ST |  |  | ISSUED | 2019-09-12
EW201909043309 | 2019-09-04 | USER GROUND INSTALLATION | MEGA ELECTRICAL WORKS | R | 5720 | 51 | 166 | PARK ST |  | 1 | ISSUED | 2019-09-04
E201909204310 | 2019-09-20 | REMODEL EXISTING UNIT. ADD ONE BATHROOM AND KITCHEN REPLACING LIGHTING FIXTURE AND RECEPTACLES. 20 LIGHTS 5 SWITCHES 20 RECEPTACLES 1 FAN 1 DISHWASHER 1 GARBAGE DISPOSAL 1 MICROWAVE 1 RANGE 4 SMOKE DETECTORS | MODERN CONSTRUCTION INC | R | 2750 | 44 | 4407 | 20TH ST |  |  | ISSUED | 2019-09-20
E201909174207 | 2019-09-17 | SURVEY ONLY FOR ELECTRICAL INSPECTION FOR A/C INSTALLATIONS. | VALUE ELECTRICAL CONSTRUCTION | C | 3729 | 4 | 236 | 08TH ST |  |  | ISSUED | 2019-09-17
EW201909053344 | 2019-09-05 | CHANGE TWO FPE SUB-PANELS AND INSTALL ONE NEW 50A/240V UL LISTED SUB-PANEL | ELECTRO INTEGRITY | R | 1002 | 20 | 2212 | DIVISADERO ST |  | 2 | COMPLETE | 2019-09-13
EW201909253748 | 2019-09-25 | REMOVAL OF EXISTING ROOFTOP PHOTOVOLTAIC SYSTEM. INSTALLATION OF STANCHIONS FOR FUTURE PHOTOVOLTAIC SYSTEM. | LUMINALT ENERGY CORPORATION | R | 603 | 5 | 2260 | WASHINGTON ST |  | 1 | ISSUED | 2019-09-25
EW201909113460 | 2019-09-11 | ROOF MOUNTED SOLAR PV SYSTEM WITH (8) SPR-X22-360-E-AC MODULES - 8 ROOF-MOUNTED SOLAR PV MODULES 360 WATTS PER MODULE 8 INTERACTIVE INVERTER TOTAL NO. OF RATING 2.52 KW. | LUMINALT ENERGY CORPORATION | R | 1816 | 47 | 3237 | JUDAH ST |  | 1 | ISSUED | 2019-09-11
E201909164175 | 2019-09-16 | SOLAR PLAN #2499. 19 PV MODULE 360 WATTS PER MODULE 6.84 KW | LUMINALT ENERGY CORPORATION | R | 3656 | 008A | 4012 | 24TH ST |  |  | ISSUED | 2019-09-16
EW201909133515 | 2019-09-13 | ENERGY STORAGE SYSTEM PAIRED WITH PV SYSTEM. SYSTEM INCLUDES: (1) TESLA GATEWAY (1) TESLA POWERWALL2 BATTERY (1) BACKUP PANEL (1) GENERATION PANEL ALL NECESSARY CONDUIT CONDUCTORS AND BREAKERS. STANCHIONS AND ROUGH IN FOR FUTURE PV SYSTEM | LUMINALT ENERGY CORPORATION | R | 6760 | 9 | 158 | HAMERTON AV |  | 1 | ISSUED | 2019-09-13
E201909234373 | 2019-09-23 | NEW CONTRACTOR FOR E201906041755: REMODEL KITCHEN & BATHROOM. NEW PLUGS LIGHTS SWITCHES AS NECCESSARY FOR CODE. | DAVID RODRIGUEZ CONSTRUCTION | R | 7161 | 29 | 60 | RICE ST |  |  | ISSUED | 2019-09-23
EW201909123473 | 2019-09-12 | ENERGY STORAGE SYSTEM 13.5KWH (1 POWERWALL) | TESLA ENERGY OPERATIONS | R | 7518 | 27 | 871 | 27TH ST |  | 1 | ISSUED | 2019-09-12
EW201909253746 | 2019-09-25 | INSTALL SOLAR PANELS 3.78 KW (12 PANELS) | TESLA ENERGY OPERATIONS | R | 4943 | 4 | 1010 | HOLLISTER AV |  | 1 | ISSUED | 2019-09-25
EW201909063353 | 2019-09-06 | INSTALL SOLAR PANELS 3.78KW (12 PANELS) | TESLA ENERGY OPERATIONS | R | 1483 | 001D | 27 | ALTA MAR WY |  | 1 | ISSUED | 2019-09-06
EW201909063355 | 2019-09-06 | INSTALL SOLAR PANELS 3.78KW (12 PANELS) | TESLA ENERGY OPERATIONS | R | 6017 | 10 | 350 | MADRID ST |  | 1 | ISSUED | 2019-09-06
EW201909243708 | 2019-09-24 | INSTALLATION OF WORKSTATIONS | GALINDO INSTALLATION & MOVING SERVICES | C | 238 | 1 | 275 | BATTERY ST |  | 5 | COMPLETE | 2019-09-24
E201909033823 | 2019-09-03 | RENEW EXPIRED ELECTRICAL PERMIT E201804162402 FOR FINAL INSPECTION. | ELISHA MAYOST | R | 1382 | 36 | 138 | 23RD AV |  |  | COMPLETE | 2019-09-09
E201909114071 | 2019-09-11 | SOLAR PV PLAN 2504: 22 PV MODULES 340 W/MOD 7.48 (DC) KW SYS. NEW PANEL SERVICE UPGRADE | D M R ELECTRIC | R | 1662 | 28 | 772 | 20TH AV |  |  | ISSUED | 2019-09-11
EW201909133510 | 2019-09-13 | ELECTRICAL WORK DONE IN CONJUNCTION WITH GENERAL BUILDING PERMIT APPLICATION NUMBER. SCOPE OF ELECTRICAL WORK INCLUDES ALL NEW ELECTRICAL IN KITCHEN INCLUDING NEW RECESSED CAN LIGHTS POWER FOR NEW APPLIANCES LED UNDER CABINET LIGHTING AND COUNTERTOP RECEPTACLES. | KLM UTILITIES | R | 6342 | 40 | 400 | FRANCE AV |  | 1 | ISSUED | 2019-09-13
E201909234346 | 2019-09-23 | WIRE ENTIRE HOUSE INCL KITCHEN BATHS BEDS | MZ CONSTRUCTION COMPANY | R | 2186 | 4 | 2115 | 31ST AV |  |  | ISSUED | 2019-09-23
EW201909173562 | 2019-09-17 | REWIRE ENTIRE UNIT | SKYLAND CONSTRUCTION INC. | R | 3582 | 20 | 4024 | 18TH ST |  | 1 | ISSUED | 2019-09-17
EW201909173565 | 2019-09-17 | UPGRADE MAIN SERVICE TO 200 AMP AND REWIRE ENTIRE HOUSE | SKYLAND CONSTRUCTION INC. | R | 2859 | 24 | 57 | SANTA RITA AV |  | 1 | ISSUED | 2019-09-17
EW201909273817 | 2019-09-27 | DATA COMMUNICATIONS CABLING INCLUDING (234) CABLES @ BITMEX - 301 BATTERY STREET 4TH FLOOR | PAGANINI COMMUNICATIONS INC | C | 229 | 3 | 301 | BATTERY ST |  | 4 | ISSUED | 2019-09-27
EW201909173583 | 2019-09-17 | DATA COMMUNICATIONS CABLING INCLUDING (16) CABLES @ TROUTMAN SANDERS - 3EC 8TH FLOOR | PAGANINI COMMUNICATIONS INC | C | 232 | 16 | 3 | EMBARCADERO CENTER * |  | 8 | ISSUED | 2019-09-17
E201909184264 | 2019-09-18 | G/F REAR HORIZONTAL ADDITION (1) NEW BATHOOM (1) NEW OFFICE (1) NEW BEDROOM FAMILY ROOM & HOME THEATER. NEW ROOF DECK ABOVE NEW G/F ADDITION WITH STAIR. INSTALL 25 LIGHTS 18 SWITCHES 50 RECEPTACLES 4 FANS 4 SMOKE DETECTORS. | JIAN LOU CONSTRUCTION CO. | R | 2111 | 7 | 1945 | 23RD AV |  | 1/F 2/F | ISSUED | 2019-09-18
E201909043871 | 2019-09-04 | TO RENEW E20170897333 (UNIT 1. RELOCATE KITCHEN CONVERT CURRENT KITCHEN LOCATION TO BEDROOM ADD NEW BATH AND LAUNDRY ROOM AND REMODEL 3 BEDROOMS) | BAY C T CONSTRUCTION INC | R |  |  | FILED | 2019-09-04
E201909033848 | 2019-09-03 | CONSTRUCT NEW HABITABLE AREA ON THE GROUND FLOOR. NEW ELECTRICAL WIRING AND ELECTRICAL FIXTURES AS NEEDED. | LISHENG CONSTRUCTION CO. | R | 3090 | 54 | 283 | MANGELS AV |  |  | ISSUED | 2019-09-03
EW201909233692 | 2019-09-23 | ADD SUB-PANEL TO ACCOMMODATE REMODELED AREA'S NEW CIRCUIT BREAKERS. ADD GARAGE AND DECK RECEPTACLE ADD GARAGE DOOR CIRCUIT/RECEPTACLE ADD LIGHTING AT GARAGE AND DECK. INSTALL UFFER GROUNDING | BAYCOAST ELECTRIC & CONSTRUCTION CO | R | 6913 | 29 | 19 | CERRITOS AV |  | 1 | ISSUED | 2019-09-23
E201909164167 | 2019-09-16 | SOLAR PV INSTALL: 6 MODULES 370 WATTS PER MOD 3.4 (DC)KW | AMERICAN SOLAR CORPORATION | R | 0439A | 52 | 25 | RICO WY |  |  | ISSUED | 2019-09-16
E201909254424 | 2019-09-25 | TO CORRECT ADDRESS FOR PERMIT EW201810266613 (FULL REWIRE) | RONAN MC CONNELL ELECTRIC | R | 5705 | 28 | 445 | ANDERSON ST |  |  | ISSUED | 2019-09-25
E201909204321 | 2019-09-20 | PLAN #2477. RESIDENTIAL SOLAR PERMIT: INSTALL 12 PV MODULES 335 WATTS PER MODULE 4.02 DC KW SYSTEM. | SWANROCK INC. DBA: SKYTECH SOLAR | R | 1740 | 4 | 1223 | 10TH AV |  |  | ISSUED | 2019-09-20
EW201909183594 | 2019-09-18 | 200AMP 3 METER SERVICE | PAURIC ELECTRIC | R | 6532 | 003A | 316 | SAN JOSE AV |  | 1 | COMPLETE | 2019-09-27
EW201909263796 | 2019-09-26 | REWIRE WHOLE HOUSE SERVICE UPGRADE | LINES ELETRIC | R | 1655 | 8 | 731 | 12TH AV |  | 1 | ISSUED | 2019-09-26
E201909184254 | 2019-09-18 | TEMPORARY POWER. 100 AMPS. UFER GROUND | JUAN JOSE ARTEAGA | R | 4159 | 4 | 1016 | DE HARO ST |  |  | ISSUED | 2019-09-18
EW201909063358 | 2019-09-06 | FIRE ALARM WORK ON THE 2ND FLOOR OFFICE SPACE-RELOCATE AND ADD SMOKES HEATS AND HORN STROBES | ORR PROTECTION SYSTEMS INC | C | 3803 | 5 | 185 | BERRY ST |  | 2 | COMPLETE | 2019-09-11
E201909114057 | 2019-09-11 | INSTALL RESIDENTIAL ELEVATOR | REICA CONSTRUCTION INC | R | 921 | 24 | 3516 | DIVISADERO ST |  |  | ISSUED | 2019-09-11
E201909114055 | 2019-09-11 | INSTALL RESIDENTIAL ELEVATOR | REICA CONSTRUCTION INC | R | 6504 | 7 | 816 | DOUGLASS ST |  |  | ISSUED | 2019-09-11
E201909093982 | 2019-09-09 | UNIT LEGALIZATION UPGRADE WIRE AND ADD SUBPANEL. | AL J ELECTRIC COMPANY | R | 1933 | 34 | 1650A | 11TH AV |  |  | ISSUED | 2019-09-09
EW201909233681 | 2019-09-23 | HORIZONTAL CABLING AND CONNECTIVITY TO DESIGNATED WALL LOCATIONS AND FLOOR LOCATIONS | MCMILLAN DATA COMMUNICATIONS | R | 233 | 44 | 4 | EMBARCADERO CENTER * |  | 39 | ISSUED | 2019-09-23
EW201909233668 | 2019-09-23 | RE-WIRE HOUSE NEW SERVICE AND UFER | POLR ELECTRIC | R | 2400 | 34 | 2430 | 26TH AV |  | 1 | ISSUED | 2019-09-23
E201909043895 | 2019-09-04 | UNIT 2: ADDRESS CORRECTION FOR EW201908303234. TO CHANGE FROM 245 11TH ST TO 245 11TH AV (UNIT 2) | POLR ELECTRIC | R | 1422 | 9 | 245 | 11TH AV |  |  | ISSUED | 2019-09-04
EW201909163524 | 2019-09-16 | INSTALLING 4.0KW PV SYSTEM ROOF MOUNTED/ FLAT ROOF - 10 ROOF-MOUNTED SOLAR PV MODULES 400 WATTS PER MODULE 10 INTERACTIVE INVERTER TOTAL NO. OF RATING 4 KW. | ALL BAY SOLAR | R | 5894 | 25 | 138 | MAYNARD ST |  | 1 | COMPLETE | 2019-09-30
E201909063962 | 2019-09-06 | NEW 3 FLOORS WIRING 1 KITCHEN 1 LAUNDRY NEW UPGRADE SERVICE PANEL 200 AMP. 60 LIGHTS 30 SWITCHES 60 RECEPTACLES 5 FANS 1 DISHWASHER 1 GARBAGE DISPOSAL 1 MICROWAVE 1 RANGE 10 SMOKE DETECTORS. 1 SUMP PUMP 1 CAR CHARGER | J5 REAL ESTATE DEVELOPMENT CO | R | 5517 | 31 | 51 | MIRABEL AV |  |  | ISSUED | 2019-09-06
E201909124118 | 2019-09-12 | GARAGE- ADD OFFICE AND HALF BATH. INSTALL 7 LIGHTS 5 RECEPTACLES 1 FAN 3 SWITCHES. | ALPHA CONSTRUCTION COMPANY | R | 3177 | 33 | 1301 | PLYMOUTH AV |  | GARAGE | ISSUED | 2019-09-12
EW201909123493 | 2019-09-12 | INSTALLATION OF 28 POWERED WORKSTATIONS | ESCUE & ASSOCIATES INC | C | 232 | 16 | 3 | EMBARCADERO CENTER * |  | 1350 | ISSUED | 2019-09-12
EW201909183597 | 2019-09-18 | REPLACE EXISTING FEDERAL PACIFIC SUB PANEL FOR 279 FILBERT STREET. INSTALL A NEW GROUNDING SYSTEM. ADD NEW GFCI PLUG SWITCH AND LIGHT AT PANEL AREA. | A & S ELECTRIC LLC | R | 106 | 31 | 279 | FILBERT ST |  | 1 | COMPLETE | 2019-09-27
E201909134131 | 2019-09-13 | CHANGE ONE OUTLET | DAN CAN HANDYMAN SERVICES | R | 3646 | 14 | 1135 | GUERRERO ST |  |  | ISSUED | 2019-09-13
E201909184238 | 2019-09-18 | NEW ELECTRICAL WIRING IN KITCHEN AND BATH. CHANGE FIXTURES | NOMELLINI CONSTRUCTION * ASK FOR ID * | R | 854 | 6 | 72 | GOUGH ST |  |  | ISSUED | 2019-09-18
E201909114050 | 2019-09-11 | UNIT #2: REMODEL KITCHEN AND BAHTROOM. NEW ELECTIRCAL AND ELECTRICAL FIXTURES AS NEEDED. | NOMELLINI CONSTRUCTION * ASK FOR ID * | R | 825 | 40 | 900 | OAK ST | 0 |  | ISSUED | 2019-09-11
EW201909243729 | 2019-09-24 | REPLACE LIGHTING FIXTURE .NEW OUTLET AND LIGHT AT RESTROOM .NEW SUB PANEL | Y & C ELECTRICAL.INC | C | 3641 | 23 | 3196 | 24TH ST |  | 1 | ISSUED | 2019-09-24
E201909053906 | 2019-09-05 | APT S3-225: KITCHEN & BATHROOM : REPLACE PLUGS LIGHTS SWITCHES GFCI. | PS2 INC | R | 750 | 19 | 1545 | EDDY ST |  |  | ISSUED | 2019-09-05
E201909053900 | 2019-09-05 | APT M1-401: KITCHEN & BATHROOM : REPLACE PLUGS LIGHTS SWITCHES GFCI. | PS2 INC | R | 707 | 48 | 1730 | OFARRELL ST |  |  | ISSUED | 2019-09-05
E201909124098 | 2019-09-12 | UNIT 1: REWIRE UNIT ACCORDING TO PLANS 10 LIGHTS 19 SWITCHES 21 RECEPTACLES 3 FANS 1 DISHWASHER 1 RANGE 4 SMOKE DETECTORS; NEW SERVICE PANEL | GRIZZLY BUILDERS INC. | R | 776 | 15 | 936 | SCOTT ST |  |  | ISSUED | 2019-09-12
E201909124109 | 2019-09-12 | UNIT 301: INSTALL NEW SUBPANEL NEW OUTLETS NEW LIGHTS SWITCHES RECEPTACLES THROUGHOUT UNIT INCLUDING KITCHEN & BATHROOM REMODELING. ADD CKTS FOR NEW LAUNDRY BOX. | GRIZZLY BUILDERS INC. | R | 872 | 1 | 15 | HERMANN ST |  |  | ISSUED | 2019-09-12
E201909124112 | 2019-09-12 | UNIT 403: INSTALL NEW SUBPANEL NEW OUTLETS NEW LIGHTS SWITCHES RECEPTACLES THROUGHOUT UNIT INCLUDING KITCHEN & BATHROOM REMODELING. | GRIZZLY BUILDERS INC. | R | 872 | 1 | 15 | HERMANN ST |  |  | ISSUED | 2019-09-12
E201909124111 | 2019-09-12 | UNIT 403: INSTALL NEW SUBPANEL NEW OUTLETS NEW LIGHTS SWITCHES RECEPTACLES THROUGHOUT UNIT INCLUDING KITCHEN & BATHROOM REMODELING. ADD CKTS FOR NEW LAUNDRY BOX. | GRIZZLY BUILDERS INC. | R | 872 | 1 | 15 | HERMANN ST |  |  | FILED | 2019-09-12
E201909194288 | 2019-09-19 | ADD NEW WALK-IN TUB CKT. | SAFE STEP WALK-IN TUB COMPANY INC. | R | 6124 | 5 | 738 | BRUSSELS ST |  |  | ISSUED | 2019-09-19
EW201909273800 | 2019-09-27 | ROUGH-IN OF BATHROOM | TOWERY ELECTRIC INC. | R | 558 | 8 | 2304 | VALLEJO ST |  | 3 | ISSUED | 2019-09-27
E201909093974 | 2019-09-09 | SOLAR: 15 PV MODULES 335 WATTS PER MODULE 5.025 SYSTEM (DC) KW PLAN 2457 | SIMPLY SOLAR | R | 2111 | 001C | 1915 | 23RD AV |  |  | ISSUED | 2019-09-09
E201909204301 | 2019-09-20 | 1ST & 2ND FLOORS: 2 FACP 37 PULL STATIONS 76 STROBES 29 SMOKE DETECTORS 56 HORNSTROBES 2 RADIO TRANSCEIVERS 12 ADDRESSIBLE MODULES 4 HEAT DETECTORS 4 DUCT SMOKE DETECTORS. BPA# 201612285976 | CF CONTRACTING INC | C | 6949 | 10 | 425 | GENEVA AV |  |  | ISSUED | 2019-09-20
EW201909053322 | 2019-09-05 | PROVIDE NEW CIRCUITS FOR KITCHEN RECEPTACLES INSTALL NEW RECEPTACLES | SFC ELECTRIC CO | R | 1566 | 4 | 517 | 23RD AV |  | 2 | ISSUED | 2019-09-05
EW201909023242 | 2019-09-02 | INSTALL NEW WIRING FOR NEW ADU | SFC ELECTRIC CO | R | 825 | 37 | 419 | PIERCE ST | 0 | 1 | ISSUED | 2019-09-02
E201909063961 | 2019-09-06 | UPGRADE ELECTRICAL FOR UNIT 217. ADD A SUBPANEL. INSTALL 20 LIGHTS 14 SWITCHES 25 RECEPTACLES 3 FANS 1 DISHWASHER 1 GARBAGE DISPOSAL 4 SMOKE DETECTORS. | C & H HOME CONSTRUCTION | R | 1419 | 001C | 217 | 14TH AV |  |  | ISSUED | 2019-09-06
E201909063960 | 2019-09-06 | UPGRADE ELECTRICAL FOR UNIT 215 14TH AVE. ADD SUBPANEL FOR UNIT 215. INSTALL 20 LIGHTS 14 SWITCHES 25 RECEPTACLES 3 FANS 1 DISHWASHER 1 GARBAGE DISPOSAL 4 SMOKE DETECTORS. | C & H HOME CONSTRUCTION | R | 1419 | 001C | 215 | 14TH AV |  |  | ISSUED | 2019-09-06
E201909244397 | 2019-09-24 | UNIT 1106: INSTALL PENDANT LIGHTS CAN LIGHTS UNDER CABINET LIGHTING. INSTALL BATH FAN ON ITS OWN SEPARATE CIRCUIT. REINSTALL APPLIANCES AS NEEDED. 2 LIGHTS 10 SWITCHES | D M BUILDERS | R | 8706 | 1 | 255 | KING ST |  |  | ISSUED | 2019-09-24
E201909053913 | 2019-09-05 | ROOF MOUNTED SOLAR PV SYSTEM; 18 PV X 335 WATTS = 6.03 KW PLAN #2447 | SOLARUNION DBA FIRSTPV INC | R | 6283 | 007C | 264 | DUBLIN ST |  |  | ISSUED | 2019-09-05
E201909093978 | 2019-09-09 | UNIT 206. UPGRADE SUBPANEL IN UNIT 306. NEW KITCHEN & BATH WITH W/D CIRCUITS. 125 AMP NEW SERVICE. #2 FEEDER. 16/32 SUBPANEL. 8 LIGHTS 4 SWITCHES 15 RECEPTACLES 1 FAN 1 DISWASHER 1 GARBAGE DISPOSAL 1 RANGE 2 SMOKE DETECTOR. | BOSS CONSTRUCTION INC. | R | 41 | 35 | 22 | VANDEWATER ST |  | 3/F | ISSUED | 2019-09-09
E201909063953 | 2019-09-06 | GUITAR CENTER. REPLADE DISCONNECT TO SUPPLY POWER TO AN HVAC UNIT. 90 AMDS & 100 AMPS | CAMEX ELECTRIC & BUILDERS | C | 642 | 3 | 1645 | VAN NESS AV |  |  | ISSUED | 2019-09-06
E201909093996 | 2019-09-09 | 100 AMP SUBPANEL ON 2ND FLOOR HALLWAY WIRE UP 36 OUTLETS AND 42 LED LIGHTS. | CA SUNRISE CONSTRUCTION SOLUTION INC | R | 661 | 21 | 2131 | PINE ST |  |  | ISSUED | 2019-09-09
E201909104018 | 2019-09-10 | UNIT A106: UPGRADE KITCHEN COUNTERS & BATH. ADD NEW RECEPTACLES FOR WASHER DRYER. 4 LIGHTS 8 SWITCHES 10 RECEPTACLES 1 FAN 1 DISHWASHER 1 GARBAGE DISPOSAL 1 MICROWAVE 3 SMOKE DETECTORS | CARMEL CONSTRUCTION INC | R | 1737 | 8 | 1200 | 14TH AV |  |  | ISSUED | 2019-09-10
E201909043879 | 2019-09-04 | SOLAR PLAN 2336 INSTALL: 80 MODS 350 WATTS PER MOD 28 (DC) KW SYS. | CALIFORNIA SOLAR INTEGRATORS INC | R | 3553 | 8 | 490 | SOUTH VAN NESS AV |  |  | ISSUED | 2019-09-04
E201909234369 | 2019-09-23 | SOLAR PLAN 2468. 40 PV MODS 270 WATTS PER MOD 10.8 = DC KW SYSTEM | GOLDEN GATE SOLAR | R | 5963 | 2 | 816 | PERU AV |  |  | ISSUED | 2019-09-23
E201909043877 | 2019-09-04 | 1 NEW 60A SUBPANEL. KITCHEN REMODEL. LED LIGHTS AT CABINETS NEW OUTLETS NEW SURFACE MOUNTED LIGHT FIXTURE AT THE CEILING. | BASHAW CONSTRUCTION | R | 4337 | 13 | 1461 | ALABAMA ST |  |  | ISSUED | 2019-09-04
E201909063948 | 2019-09-06 | ROOF MOUNTED SOLOR PV 22 MODULES 310 WATTS 6.82 KW SERVICE UPGRADE. ADD PLAN NUMBER 2470 TO SCOPE PAGES: 18 | MICHAEL DELP - MAD ENERGY | R | 6306 | 15 | 170 | TALBERT ST |  |  | ISSUED | 2019-09-06
E201909063941 | 2019-09-06 | ROOF MOUNT SOLAR PV 6.51 KW 21 MODULES 310 WATTS PER MODULE UPGRADE MAIN PANEL FROM 100 AMP TO 200 AMP SERVICE UPGRADE. ADD PLAN NUMBER 2469 TO SCOPE PAGES: 18 | MICHAEL DELP - MAD ENERGY | R | 1404 | 22 | 391 | 29TH AV |  |  | ISSUED | 2019-09-06
E201909104025 | 2019-09-10 | ADD BATHROOMS AND KITCHENS TO BOTH UNITS | M F A CONSTRUCTION | R | 1521 | 8 | 453 | 23RD AV |  |  | ISSUED | 2019-09-10
EW201909273808 | 2019-09-27 | ACCESS CONTROL TIED IN WITH LIFE SAFETY | MC MILLAN SECURITY SYSTEMS INC | C | 288 | 32 | 333 | BUSH ST | 0 | 24 | ISSUED | 2019-09-27
E201909184216 | 2019-09-18 | UPGRADE MAIN SERVICE FROM 100 AMPS TO 400 AMPS 30 METERS | IPOWER SF ELECTRIC | R | 319 | 4 | 525 | LEAVENWORTH ST |  |  | ISSUED | 2019-09-18
E201909114069 | 2019-09-11 | ADD OUTLETS AND GFCI BRING UP TO CODE. UPGRADE SUBPANEL TO A BIGGER BOX. REPLACE EXISTING LIGHT FIXTURES ADD UNDER CABINET LIGHTS AND HARD WIRED. | BAY HOME REMODELING | R | 1289 | 69 | 1258 | STANYAN ST |  |  | ISSUED | 2019-09-11
E201909184256 | 2019-09-18 | REPLACE EXISTING LIGHTING FIXTURE SWITCHES OUTLETS IN HALLWAY ROOMS BATHROOMS & KITCHEN. 40 LIGHTS 60 SWITCHES 35 RECEPTACLES 1 FAN | GOLDEN STATE DEVELOPMENT INC | R | 208 | 11 | 706 | KEARNY ST | 0 |  | COMPLETE | 2019-09-26
E201909234366 | 2019-09-23 | BATHROOM ADDITION | T M K CONSTRUCTION | R | 7071 | 7 | 359 | BRIGHT ST |  |  | ISSUED | 2019-09-23
E201909264458 | 2019-09-26 | TO RESUME WORK FOR PERMIT E201811287469S IN FLOORS 3 6 & 7. INSTALL (18) RECEPTACLES IN NEW PARTITIONS.) 10 LIGHTS 20 SWITCHES 30 RECEPTACLES 6 FANS 1 DISHWASHERS 1 MICROWAVE 1 RANGE 6 SMOKE DETECTORS. | CALIBA INC. | R | 271 | 5 | 510 | BUSH ST |  |  | ISSUED | 2019-09-26
E201909033821 | 2019-09-03 | INSTALL 20A 240V EV CHARGER IN GARAGE. | WATSON'S CHARGING STATIONS & ELECTRIC | R | 5542 | 002A | 1712 | ALABAMA ST |  |  | COMPLETE | 2019-09-16
E201909104033 | 2019-09-10 | ADD WASHER & DRYER (VENTLESS) INSTALL ONE OUTLET SUB PANEL FOR WASHER AND DRYER. | AXA CONSTRUCTION | R | 496 | 3 | 1610 | LOMBARD ST |  |  | COMPLETE | 2019-10-01
E201909264445 | 2019-09-26 | UNIT 205: KITCHEN AND BATH REHAB ADD WASHER AND DRYER (ELECTRIC AND VENTLESS) | AXA CONSTRUCTION | R | 574 | 15 | 2128 | VAN NESS AV |  |  | ISSUED | 2019-09-26
E201909164169 | 2019-09-16 | RELOCATE 32 LIGHT FIXTURES APPROXIMATELY 18" TO 24 " LOCATED ON THE RAMPS BETWEEN FLOORS 1 2 3 4 &5. | TRI-NOVA INC | C | 337 | 014A | 469 | EDDY ST |  |  | ISSUED | 2019-09-16
EW201909123494 | 2019-09-12 | 19C KITCHEN RENOVATION 2 LIGHTS 2 SWITCHES 6 PLUGS 1 NEW CIRCUIT | CITYWAY ELECTRIC INC | R | 3707 | 63 | 680 | MISSION ST |  | 19 | ISSUED | 2019-09-12
E201909244382 | 2019-09-24 | TO OBTAIN A FINAL INSPECTION FOR WORK APPROVED UNDER PREVIOUS PERMITS REF E/P E200702275528 & E200701314765. | AVILA ELECTRICAL | R | 5708 | 13 | 117 | NEWMAN ST |  |  | ISSUED | 2019-09-24
E201909184239 | 2019-09-18 | APT 102: UNIT REMODEL NEW KITCHEN & BATHROOMS ADD WASHER DRYER. NEW 60AMP SUBPANEL CKTS NEW PLUGS LIGHTS SWITCHES. | US CONSTRUCTION CALIFORNIA INC | R | 482 | 7 | 3201 | OCTAVIA ST |  |  | ISSUED | 2019-09-18
EW201909173577 | 2019-09-17 | INSTALLATION OF EVSE ON NEW 40 AMP CIRCUIT INSIDE EXISTING HOUSE PANEL. | EVERCHARGE INC | C | 8707 | 119 | 325 | BERRY ST | 0 | 1 | ISSUED | 2019-09-17
E201909184260 | 2019-09-18 | REMODEL THE HOUSE 30 LIGHTS 20 SWITCHES 40 RECEPTACLES 2 FANS 1 DISHWASHER 1 GARBAGE DISPOSAL 1 MICROWAVE 1 RANGE 5 SMOKE DETECTORS | G INTEGRITY ELECTRIC INC | R | 4097 | 42 | 811 | CAROLINA ST |  |  | ISSUED | 2019-09-18
E201909174200 | 2019-09-17 | REPLACE LIGHTING AND ELEC WIRING ON 2 E INTERIOR SIGN FOR CHASE | INSTALLATION SERVICES INC. DBA BAY AREA | C | 3721 | 120 | 555 | MISSION ST | 0 |  | ISSUED | 2019-09-17
EW201909113431 | 2019-09-11 | BATHROOM REMODEL DEDICATED GFI NEW BATH FAN NEW BATHROOM LIGHTS. (2) KITCHEN ARC FAULT GFI OUTLETS ON TWO NEW CIRCUITS. REPLACE ZINSCO SUB PANEL WITH NEW SUB PANEL | BRYAN LAWRENCE POLI ELECTRIC | R | 1902 | 28 | 3525 | LAWTON ST |  | 2 | ISSUED | 2019-09-11
EW201909263782 | 2019-09-26 | INSTALL SOLAR PV ARRAY - 15 ROOF-MOUNTED SOLAR PV MODULES 270 WATTS PER MODULE 1 INTERACTIVE INVERTER TOTAL NO. OF RATING 4 KW. | GREEN-TECH DEVELOPERS | R | 5958 | 15 | 170 | VIENNA ST |  | 170 | ISSUED | 2019-09-26
E201909184261 | 2019-09-18 | 2 APPLIANCES - 10 CIRCUITS - 30 LIGHTS - 10 SWITCHES - 40 RECEPTACLES |  | R | 5813 | 10 | 738 | GATES ST |  |  | ISSUED | 2019-09-18
E201909234341 | 2019-09-23 | REMODEL KITCHEN AND BATHROOM REMODEL. |  | R | 3140 | 33 | 138 | GENNESSEE ST |  |  | ISSUED | 2019-09-23
EW201909053320 | 2019-09-05 | REI JOB #222520 - 100 HOOPER: ADD LIGHTING AND WINDOW POWER ON ROOF WITNESS TEST REQUIRED. | ROSENDIN ELECTRIC INC. | C | 3808 | 15 | 100 | HOOPER ST |  | 5 | ISSUED | 2019-09-05
EW201909033263 | 2019-09-03 | TI - ELECTRICAL POWER & LIFE SAFETY SECTOR 1 LEVEL 6 | DECKER ELECTRIC CO INC | C | 8727 | 8 | 1800 | OWENS ST |  | 6 | ISSUED | 2019-09-03
EW201909123466 | 2019-09-12 | LIGHTING POWER AND LIFE SAFETY FOR SECTOR 4 FLOOR 3. "INSIGHT". | DECKER ELECTRIC CO INC | C | 8727 | 8 | 1800 | OWENS ST |  | 3 | ISSUED | 2019-09-12
EW201909243715 | 2019-09-24 | FINANCIAL FORCE - TI | MC MILLAN ELECTRIC | C | 3708 | 43 | 595 | MARKET ST |  | 20 | ISSUED | 2019-09-24
EW201909193626 | 2019-09-19 | G2 LOBBY TI | MC MILLAN ELECTRIC | C | 642 | 37 | 1700 | CALIFORNIA ST |  | 0 | ISSUED | 2019-09-19
EW201909183611 | 2019-09-18 | UPGRADE FIRE ALARM SYSTEM AND TEST FIRE ALARM SYSTEM | BYINGTON ELECTRIC CORP | R | 1157 | 2 | 839 | BRODERICK ST | 0 | 1 | ISSUED | 2019-09-18
E201909164146 | 2019-09-16 | (2) EXTERIOR SIGNS "WARRIORS SHOP" | PACIFIC NEON COMPANY | C | 8722 | 1 | 300 | 16TH ST |  |  | ISSUED | 2019-09-16
EW201909033270 | 2019-09-03 | GENERAL POWER LIGHTING SWITCHGEAR AND FIRE ALARM UPGRADES FOR SCHOOLS OF THE SACRED HEART - STUART HALL CAFETERIA REMODEL @ 1715 OCTAVIA. | PAGANINI ELECTRIC CORP(SEE SIGNATORIES) | C | 663 | 54 | 1715 | OCTAVIA ST |  | 1 | ISSUED | 2019-09-03
EW201909093397 | 2019-09-09 | ELEC & LIFE SAFETY T.I. - EC2354 | C B F INC | C | 268 | 2 | 115 | SANSOME ST | 0 | 3 | ISSUED | 2019-09-09
EW201909093399 | 2019-09-09 | REWIRE SEVERAL CIRCUITS IN GARAGE AREA.GARAGE DOOR OPENER WINE COOLER AND LED LIGHTING.CHANGE OUT SUB PANEL GROUND HOUSE CURRENT CODES | AARON ELECTRIC CO. | R | 2302 | 39 | 2254 | 48TH AV |  | 1 | COMPLETE | 2019-09-23
EW201909273805 | 2019-09-27 | KITCHEN REMODEL NEW BATH 60 AMP SUB-PANEL | ATHENA ELECTRICAL CONSTRUCTION CO | R | 76 | 1 | 1875 | STOCKTON ST |  | 3 | ISSUED | 2019-09-27
E201909164156 | 2019-09-16 | ADD SECOND DWELLING UNIT WITHIN EXTG BUILDING. TO FINAL ELECTRICAL INSPECTION | RINALDI CONSTRUCTION | R | 41 | 18 | 15 | VANDEWATER ST |  |  | ISSUED | 2019-09-16
E201909063938 | 2019-09-06 | APT 105: KITCHEN & BATHROOM REMODELING. INCLUDING REWIRING THROUGHOUT UNIT AND NEW FIXTURES - PLUGS LIGHTS SWITCHES. | SURE INC. | R | 299 | 19 | 861 | SUTTER ST |  |  | ISSUED | 2019-09-06
E201909174201 | 2019-09-17 | UNIT 4: REWIRE ENTIRE UNIT W/ELECTRIC PANEL IN UNIT 20 LIGHTS 15 SWITCHES 30 RECEPTACLES 4 FANS 1 DISHWASHER 1 GARBAGE DISPOSAL 1 MCRIWAVE WASHER/DRYER | SURE INC. | R | 1362 | 14 | 4005 | CALIFORNIA ST |  |  | ISSUED | 2019-09-17
E201909274475 | 2019-09-27 | NEW CONTRACTOR FOR E/P E201907182751 : INTERIOR REMODEL: ADD 4 NEW BEDROOMS 4 BATHROOMS NEW PANEL. NEW KITCHEN NEW LIVING ROOMS LAUNDRY ROOM UPGRADE 200AMP SERVICE. | LEI'S CONSTRUCTION CO | R | 6783 | 2 | 250 | CAYUGA AV |  |  | ISSUED | 2019-09-27
E201909194266 | 2019-09-19 | ALL FLOORS: FIRE ALARM LIKE FOR LIKE REPLACE OF DEVICES. | COSCO FIRE PROTECTION INC | C | 3779 | 31 | 555 | 07TH ST |  |  | ISSUED | 2019-09-19
EW201909043296 | 2019-09-04 | LOW VOLTAGE ELECTRICAL SYSTEMS | SASCO | R | 8727 | 8 | 1800 | OWENS ST |  | 2 2 | ISSUED | 2019-09-04
E201909104011 | 2019-09-10 | KITCHEN AND BATH REMODEL - NEW 100 AMP METER 9 OUTLETS | 369 CONSTRUCTION | R | 2065 | 005E | 1877 | 28TH AV |  |  | ISSUED | 2019-09-10
E201909204314 | 2019-09-20 | UPGRADE & ADDITIONS OF FIRE ALARM SYSTEM IN ALL UNITS / FLOORS | HUE & CRY SECURITY SYSTEM | R | 816 | 6 | 250 | FELL ST | 0 |  | ISSUED | 2019-09-20
E201909204313 | 2019-09-20 | UPGRADES AND ADDITIONS OF FIRE ALARM SYSTEMS IN ALL UNITS / FLOORS | HUE & CRY SECURITY SYSTEM | R | 321 | 34 | 755 | O'FARRELL ST | 0 |  | ISSUED | 2019-09-20
EW201909193630 | 2019-09-19 | 200AMP TEM POWER SERVICE | LAI'S E & H ELECTRIC INC. | R | 6635 | 54 | 3310 | MISSION ST |  | 1 | ISSUED | 2019-09-19
E201909104016 | 2019-09-10 | FLOOR 5: TENANT SPACE: NEW PLUGS LIGHTS RECEPTACLES MISC EQUIPMENT CONNECTIONS FEEDERS (1) - 3 #2 1 #6 1-225A 120/208V PANELBOARD. | DEL MONTE ELECTRIC CO INC | C | 628 | 13 | 2100 | WEBSTER ST |  | 5TH FLOOR | ISSUED | 2019-09-10
E201909043894 | 2019-09-04 | REPLACE 3 ELECTRIC BOXES (1ST FL) CEILING LIGHTS. REMODEL 2 BATHROOM (2ND FL) WASHER/DRYER. 3 SERVICES (200 AMPS). INSTALL 10 LIGHTS 3 SWITCHES 4 RECEPTACLES 2 FANS. | KLESTOFF ELECTRIC | R | 3541 | 61 | 143 | NOE ST |  | 1/F 2/F | ISSUED | 2019-09-04
EW201909263776 | 2019-09-26 | CLEARING UP 2 PERMITS LISTED #1 E201703223750 EW201905030555 REPLACE KNOB AND TUBE WIRING AND REPLACE MAIN SERVICE. INCLUDING WIRING TO MASTER BED AND BATH LIVING DINING KITCHEN 2 UPPER BEDROOMS 1 UPPER BATH HALL 2 LOWER STORAGE AREAS AND 2 BATHS AND GARAGE. | A J ELECTRIC | R | 7029 | 001B | 65 | RESTANI WY |  | 1 | ISSUED | 2019-09-26
EW201909063352 | 2019-09-06 | 50 CALIFORNIA STREET - STE 2500 - UNITED AIRLINES EXECUTIVE SUITES - 5 001 TO 10 000 SQ FT - WBE JOB # 01-153139 - CONTACT CEDRIC PIGG | W. BRADLEY ELECTRIC | C | 235 | 22 | 50 | CALIFORNIA ST |  | 0 | ISSUED | 2019-09-06
E201909274479 | 2019-09-27 | INSTALL UFER GROUND WIRING AND ALL ELECTRIC WORKS AT BASEMENT AND 1/F | TAK TAM ELECTRIC CO | R | 3100 | 2 | 110 | SAN LEANDRO WY |  |  | ISSUED | 2019-09-27
E201909124105 | 2019-09-12 | PROVIDE 5 CIRCUITS TO KITCHEN. ADD 1 ELECTRICAL METER. MOVE SERVICE OUTSIDE. | COSMOS ELECTRIC CO **CHECK ID & NOTE*** | R | 4791 | 26 | 1391A | SHAFTER AV |  |  | ISSUED | 2019-09-12
E201909254420 | 2019-09-25 | LEGALIZE EXISTING IN LAW UNIT ON GROUND FLOOR. BEDROOM BATHROOM SITTING ROOM. 30A/ 240C PANEL 4 CIRCUITS 3 LIGHTS 4 SWITCHES 10 RECEPTACLES | M & M ELECTRIC CO | R | 6169 | 4 | 1020 | GOETTINGEN ST |  |  | ISSUED | 2019-09-25
E201909204308 | 2019-09-20 | INSTALL LIGHTS AND RECEPTACLES FAN SMOKE DETECTORS TWO SUB PANEL. | C T CONSTRUCTION & PLUMB | R | 1181 | 25 | 1231 | FULTON ST | 0 |  | ISSUED | 2019-09-20
EW201909093390 | 2019-09-09 | KITCHEN AND BATHROOM REMODEL. SUB PANEL RELOCATION. | KING ELECTRIC | R | 0210A | 90 | 946 | STOCKTON ST | 17 | 17 | ISSUED | 2019-09-09
EW201909253756 | 2019-09-25 | 10 WORKSTATIONS FOR MODULAR PARTITIONS ONLY | SERVICE WEST INC | C | 262 | 20 | 100 | PINE ST | 0 | 1 | ISSUED | 2019-09-25
EW201909183593 | 2019-09-18 | 2 WORKSTATIONS FOR MODULAR PARTITION ONLY | SERVICE WEST INC | C | 288 | 31 | 101 | MONTGOMERY ST |  | 28 | COMPLETE | 2019-10-02
EW201909063372 | 2019-09-06 | 10 WORKSTATIONS FOR MODULAR PARTITION ONLY | SERVICE WEST INC | C | 299 | 5 | 750 | POST ST |  | 2 | ISSUED | 2019-09-06
EW201909103430 | 2019-09-10 | REWIRE BATHROOM HALLWAY | S & W ELECTRIC INC. | R | 1582 | 10 | 651 | 39TH AV |  | 2 | ISSUED | 2019-09-10
E201909254419 | 2019-09-25 | ALL NEW ELETRICAL ON THE SECOND FLOOR. | HOWARD WONG ELECTRIC | R | 4038 | 22 | 333 | TEXAS ST |  |  | ISSUED | 2019-09-25
E201909254417 | 2019-09-25 | ALL NEW ELECTRICAL 1ST 2ND 3RD FLOOR AND U FER GROUDING 125 AMP PANEL. | HOWARD WONG ELECTRIC | R | 6634 | 14 | 1631 | DOLORES ST |  |  | ISSUED | 2019-09-25
EW201909193625 | 2019-09-19 | ROUGH-IN AND FINISH OF SMALL UPSTAIRS BATHROOM REMODEL | FIRELECTRIC | R | 2633 | 2 | 1403 | WILLARD ST |  | 2 | ISSUED | 2019-09-19
EW201909103418 | 2019-09-10 | EDLEN ELECTRICAL WILL BE PROVIDING TEMPORARY WIRING FOR SIIA CONFERENCE AT THE SAN FRANCISCO MARRIOTT MARQUIS. | EDLEN ELECTRICAL EXHIBITION SVCS OF CA | C | 3706 | 96 | 780 | MISSION ST |  | 1 | ISSUED | 2019-09-10
EW201909063374 | 2019-09-06 | ** 749 9TH ST - YMCA REPLACE 12 LIGHT FIXTURES AT YMCA PREMISES | CANNING ELECTRIC INC | C | 8901 | 2 | 1 | AVENUE OF THE PALMS * |  | 0 | ISSUED | 2019-09-06
EW201909183612 | 2019-09-18 | KITCHEN REMODEL 20 LIGHTS 18 OUTLETS HOOD 12 SWITCHES. ALL NEW DEDICATED CIRCUITS. | MERVUE ELECTRIC INC | R | 6908 | 20 | 236 | MONCADA WY |  | 0 | ISSUED | 2019-09-18
E201909093976 | 2019-09-09 | NEW OUTLET FOR SERVICES COUNTER. | GOWAN CONSTRUCTION | C | 3592 | 31 | 2225 | FOLSOM ST |  |  | ISSUED | 2019-09-09
EW201909123469 | 2019-09-12 | MOVE EXISTING 200AMP SERVICE PLUS EXTRA INSPECTIONS FOR PERMIT EW201807044066 | BENNETT ELECTRIC | R | 3648 | 21 | 1083 | DOLORES ST |  | 1 | COMPLETE | 2019-09-19
EW201909063370 | 2019-09-06 | JOB NUMBER 190671 - TECHNOLOGY INFRASTRUCTURE | BEI CONSTRUCTION INC. | C | 3708 | 28 | 71 | STEVENSON ST |  | 11 | ISSUED | 2019-09-06
E201909134128 | 2019-09-13 | FIRE ALARM NEW 1 HORN/STROBE 3 STROBE EXISTING 1 HORN/STROBE 2 STROBE. | KITECH SECURITY SYSTEM | C | 161 | 66 | 728 | PACIFIC AV | 503 |  | COMPLETE | 2019-09-27
EW201909133504 | 2019-09-13 | UPGRADE ELECTRICAL SERVICE 200AMPS 3 METERS. UNIT #325 MISSOURI 100AMPS AND UNIT #327 MISSOURI 100AMPS AND HOUSE METER READY. IN UNIT #327 MISSOURI: INSTALL NEW ELECTRICAL FOR KITCHEN REMODEL: COUNTER PLUGS APPLIANCES PLUGS ISLAND PLUGS PENDANT AND RECESS LIGHTS. ALSO BATHROOM REMODEL: FAN GFCI AND LIGHTS AND LAUNDRY PANTRY OUTLETS AND LIGHTS INSTALL SUBPANEL IN UNIT #327 | MILLENNIUM ELECTRIC INC | R | 4037 | 25 | 327 | MISSOURI ST |  | 3 | ISSUED | 2019-09-13
EW201909043289 | 2019-09-04 | FIRE ALARM SYSTEM LIKE FOR LIKE UPGRADE WITH NEW LOW FREQUENCY HORNS IN NEW AND EXISTING UNITS | SAN FRANCISCO FIRE PROTECTION | R | 1571 | 005L | 2744 | BALBOA ST |  | 0 | ISSUED | 2019-09-04
EW201909183610 | 2019-09-18 | REMOVE EXISTING ANDOVER CONTROL MODULES AND REPLACE WITH NEW DISTECH CONTROL MODULES FOR EXISTING CHILLERS BOILERS AHU'S. REMOVE EXISTING ANDOVER NETWORK CONTROLLERS ON B2 4TH FLOOR 8TH FLOOR 10TH FLOOR 14TH FLOOR & 18TH FLOOR FOR FUTURE TI BUILD OUT. PROGRAMMING AND GRAPHICS. | EMCOR SERVICES/MESA ENERGY SYSTEMS INC | C | 239 | 3 | 400 | CALIFORNIA ST |  | 1 | COMPLETE | 2019-09-23
E201909063966 | 2019-09-06 | UNIT 1 REMODEL: 100A SUBPANEL 7 CIRCUITS 8 LIGHTS 6 SWITCHES 8 RECEPTACLES 1 FAN 1 RANGE 1 SMOKE DETECTORS. | G M M CONSTRUCTION CO | R | 1544 | 20 | 681 | ARGUELLO BL |  |  | ISSUED | 2019-09-06
EW201909023243 | 2019-09-02 | REWIRING STUDIO UNIT INSTALL 60A PANEL. | Y G ELECTRIC INC | R | 1254 | 5 | 721D | ASHBURY ST |  | 1 | ISSUED | 2019-09-02
E201909164180 | 2019-09-16 | REWIRE ENTIRE UNIT. | HING WAH CONSTRUCTION INC | R | 3534 | 14 | 196 | GUERRERO ST |  |  | ISSUED | 2019-09-16
E201909184255 | 2019-09-18 | REMODEL 2/F: REMODEL KTICHEN AND BATHROOM. ADD 1 FULL BATHROOM. NEW PLUGS LIGHTS SWITCHES. REWIRE ENTIRE FLOOR. | HING WAH CONSTRUCTION INC | R | 6155 | 16 | 831 | BRUSSELS ST |  |  | ISSUED | 2019-09-18
EW201909233674 | 2019-09-23 | ADD APPROXIMATELY 12 RECEPTACLES AND 8 CIRCUITS | REF CORP | C | 3706 | 112 | 767B | MARKET ST |  | 1 | ISSUED | 2019-09-23
EW201909123482 | 2019-09-12 | REMOVE AND REPLACE CABLING AS NEEDED TO COMPLETE STRUCTURAL REPAIRS. | J O'DRISCOLL ELECTRICAL INC | R | 1761 | 11 | 1365 | 06TH AV |  | 1 | ISSUED | 2019-09-12
EW201909243699 | 2019-09-24 | KITCHEN AND POWDER ROOM REMODEL ADD LIGHT IN DINING AND BREAKFAST AREA. | M J ELECTRIC SERVICES | R | 1723 | 31 | 1280 | 28TH AV |  | 2 | ISSUED | 2019-09-24
EW201909123486 | 2019-09-12 | WIRE AND INSTALL CEILING FANS 3 IN BEDROOM AND 1 IN LIVING ROOM | MC 2 ELECTRIC INC. | R | 793 | 102 | 525 | GOUGH ST | 503 | 0 | ISSUED | 2019-09-12
E201909264462 | 2019-09-26 | REPLACE OUTLETS IN KITCHENS. ADD 4 CAN LIGHTS IN KITCHEN 120A SUBPANEL IN GARAGE | HANDY CONSTRUCTION TEAM INC | R | 5810 | 2 | 814 | MOULTRIE ST |  |  | ISSUED | 2019-09-26
E201909174208 | 2019-09-17 | INSTALLATION OF 2 DDICATED LINES FOR AIR HANDLER AND A/C UNIT. | VALUE ELECTRICAL CONSTRUCTION | R | 2414 | 4 | 2566 | 14TH AV |  |  | COMPLETE | 2019-09-27
EW201909243698 | 2019-09-24 | CC - 8382 | ELECTRO INTEGRITY | R | 6692 | 43 | 116 | ST MARYS AV |  | 1 | ISSUED | 2019-09-24
E201909114077 | 2019-09-11 | SOLAR PV PLAN 2491: 12 PV MODULES 370 W/MOD 4.44 (DC)KW SYS. | LUMINALT ENERGY CORPORATION | R | 945 | 30 | 2950 | DIVISADERO ST | 0 |  | COMPLETE | 2019-10-01
E201909264456 | 2019-09-26 | SOLAR PLAN 2520 INSTALL: 15 MODS 360 W/MOD 6.4 (DC)KW SYS. | LUMINALT ENERGY CORPORATION | R | 6767 | 30 | 194 | CHILTON AV |  |  | ISSUED | 2019-09-26
EW201909193641 | 2019-09-19 | SUB PANEL AND STANCHIONS FOR FUTURE PV SYSTEM | LUMINALT ENERGY CORPORATION | R | 0417A | 3 | 451 | AVILA ST |  | 1 | ISSUED | 2019-09-19
E201909114078 | 2019-09-11 | SOLAR PV PLAN 2489: 22 MODS 360 W/MOD 7.92 (DC) KW. | LUMINALT ENERGY CORPORATION | R | 6654 | 057A | 375 | 30TH ST |  |  | ISSUED | 2019-09-11
E201909043855 | 2019-09-04 | HALLWAY BATH - REPLACE LIGHTS AND SWITCHES | DESIGN MAX CONSTRUCTION | R | 7003 | 25 | 744 | SHIELDS ST |  |  | ISSUED | 2019-09-04
E201909194284 | 2019-09-19 | REMODEL KITCHEN & BATHROOM. NEW PLUGS LIGHTS SWITCHES. | MAVEN MAINTENANCE INC | R | 1713 | 44 | 1216 | 38TH AV |  |  | ISSUED | 2019-09-19
E201909134132 | 2019-09-13 | UNIT 3 - REMODEL 1 KITCHEN AND 1 BATH | JUN MENG LI | R | 2380 | 1 | 2401 | 45TH AV |  |  | ISSUED | 2019-09-13
EW201909053334 | 2019-09-05 | INSTALL SOLAR PANELS 3.78KW 912 PANELS) | TESLA ENERGY OPERATIONS | R | 5946 | 043B | 11 | ATHENS ST |  | 1 | ISSUED | 2019-09-05
EW201909123472 | 2019-09-12 | ENERGY STORAGE SYSTEM 13.5KWH (1 POWERWALL) | TESLA ENERGY OPERATIONS | R | 95 | 24 | 1283 | GREENWICH ST |  | 1 | ISSUED | 2019-09-12
E201909104028 | 2019-09-10 | SOLAR - 18 PV MODULES 315 WATTS PER MODULE 5.67 (DC) KW. PLAN #2482 | TESLA ENERGY OPERATIONS | R | 6172 | 013A | 1051 | GIRARD ST |  |  | ISSUED | 2019-09-10
E201909104027 | 2019-09-10 | SOLAR - 24 PV MODULES. 315 WATTS PER MODULES 7.56 (DC) KW. PLAN #2483 | TESLA ENERGY OPERATIONS | R | 2696 | 21 | 271 | COLLINGWOOD ST |  |  | ISSUED | 2019-09-10
E201909164174 | 2019-09-16 | RENEW APPLICATION E200604257242 FOR FINAL INSPECTION | ADVANCE BUILDERS | R | 7063 | 010A | 2645 | SAN JOSE AV |  |  | COMPLETE | 2019-09-27
E201909094007 | 2019-09-09 | TO COMPLY WITH COMPLAINT #201800051. MAIN DISCONNECT REPLACEMENT OUTSIDE THE BUILDING | LUMENS EVOLUTION | R | 1000 | 26 | 3099 | WASHINGTON ST |  |  | COMPLETE | 2019-09-19
EW201909173582 | 2019-09-17 | INSTALL ALL NEW ELECTRICAL FOR 6 STORY 54 UNIT RESIDENTIAL BUILDING INCLUDES MAIN SERVICE U-FER GROUND LIGHTS SWITCHES RECEPTACLES FANS ETC. | 328 CONSTRUCTION | R | 691 | 1 | 1145 | POLK ST |  | 1 | ISSUED | 2019-09-17
E201909114065 | 2019-09-11 | SOLAR PL PLAN 2503 INSTALL: 26 PV MODS 340 W/MOD 8.84 (DC) KW SYS. NEW SUBPANEL SERVICE UPGRADE. | D M R ELECTRIC | R | 1662 | 28 | 770 | 20TH AV |  |  | ISSUED | 2019-09-11
E201909104044 | 2019-09-10 | ERENEWAL E201708297323 FOR FINAL INSPECTION | UNLIMITED BUILDERS | R | 5502 | 2 | 3106 | FOLSOM ST |  |  | ISSUED | 2019-09-10
E201909254408 | 2019-09-25 | REWIRE HOUSE WITH 200AMP MAIN PANEL AND SUB PANEL. | DI VINE CONSTRUCTION | R | 6321 | 16 | 645 | VELASCO AV |  |  | ISSUED | 2019-09-25
E201909134145 | 2019-09-13 | INTERIOR COMMERICIAL REMODELING: REPLACE LIGHTING SENSORS SWITCHES & RECEPTACLES. | ALPHA CONSTRUCTION CO | C | 31 | 7 | 350 | BAY ST |  |  | ISSUED | 2019-09-13
EW201909233671 | 2019-09-23 | INSTALLATION OF (18) MODULAR WORKSTATIONS | ALL MODULAR SYSTEMS INC. | C | 264 | 4 | 1 | CALIFORNIA ST |  | 22 | ISSUED | 2019-09-23
EW201909113455 | 2019-09-11 | INSTALLATION OF (6) MODULAR WORK STATIONS | ALL MODULAR SYSTEMS INC. | C | 3717 | 21 | 150 | SPEAR ST |  | 1750 | ISSUED | 2019-09-11
EW201909263765 | 2019-09-26 | PULL NEW CAT6 DATA AS NEEDED USING EXISTING FOR OFFICES INCLUDING (78) CABLES @ BOSTON PRIVATE BANK - 100 PINE STREET 21ST FLOOR | PAGANINI COMMUNICATIONS INC | C | 262 | 20 | 100 | PINE ST | 0 | 21 | ISSUED | 2019-09-26
E201909184227 | 2019-09-18 | #3270: UPGRADE (E) WASHER & DRYER. | B-SIDE INC. | R | 6596 | 15 | 3264 | MISSION ST |  |  | ISSUED | 2019-09-18
E201909033843 | 2019-09-03 | CHANGE OUTLET IN BATHROOM. | B-SIDE INC. | R | 2607 | 259 | 214 | ROOSEVELT WY | 0 |  | ISSUED | 2019-09-03
E201909164163 | 2019-09-16 | SOLAR PERMIT: 15 PV MODULES 3 WATTS PER MODULE 0.045 (DC) KW PLAN #2497. | CLEAN SOLAR INC | R | 6795C | 8 | 669 | CAYUGA AV |  |  | COMPLETE | 2019-09-24
E201909274485 | 2019-09-27 | UNIT 7: REMODELING KITCHEN AND 2 BATHS: 4 LIGHTS 4 SWITCHES 4 RECEPTACLES 2 FANS | GILMAN SCREENS AND KITCHENS | R | 2763 | 46 | 767 | CORBETT AV | 7 |  | ISSUED | 2019-09-27
EW201909203655 | 2019-09-20 | INSTALL TESLA WALL CONNECTOR IN THE GARAGE. | MC WHERTER ELECTRIC | R | 6927 | 6 | 55 | BORICA ST |  | 1 | ISSUED | 2019-09-20
E201909244399 | 2019-09-24 | ELECTRICAL WORK FOR ADU PER PLANS. REF E201902058903 FOR UNIT 2391. | ITU CONSTRUCTION | R | 2358 | 12 | 2393 | 29TH AV |  |  | COMPLETE | 2019-09-24
EW201909173581 | 2019-09-17 | REMODEL OF AN EXISTING MCDONALD'S RESTAURANT INTERIOR AND EXTERIOR BUILDING WITH MINOR DRIVE THRU REVISIONS. NO ADDITIONAL SQUARE FOOTAGE ADDED. | BRITE ELECTRIC INC. | C | 6943 | 54 | 1201 | OCEAN AV |  | 1201 | ISSUED | 2019-09-17
EW201909193620 | 2019-09-19 | LOW VOLTAGE VOICE AND DATA CABLING | INSTALLATION OF DIGITAL TRANSMISSIONS IN | C | 3705 | 50 | 845 | MARKET ST |  | 1 | ISSUED | 2019-09-19
E201909043886 | 2019-09-04 | 720-750 YORK STREET: FIRE ALARM SSYTEM - LIKE FOR LIKE FIRE SYSTEM REPLACEMENT & WITNESS TEST | BATTALION ONE FIRE PROTECTION | R | 4080 | 52 | 720 | YORK ST | 114 |  | ISSUED | 2019-09-04
E201909043888 | 2019-09-04 | INSTALL MONITOR MODULES TO TIE-IN DUCT DETECTOR & AUSUL TO EXIST PANEL WITNESS TEST | BATTALION ONE FIRE PROTECTION | C | 4173 | 1 | 2565 | 03RD ST |  |  | ISSUED | 2019-09-04
E201909234360 | 2019-09-23 | REMODEL KITCHEN & (2) BATHROOMS CHANGE ELECTRICAL; 4 LIGHTS 10 SWITCHES 20 RECEPTACLES | S AND L TEC CONSTRUCTION CO INC | R | 1920 | 23 | 1691 | 23RD AV |  |  | ISSUED | 2019-09-23
EW201909043276 | 2019-09-04 | KITCHEN BATHROOM LAUNDRY STORAGE ROOM REWIRE | PAURIC ELECTRIC | R | 2816 | 2 | 95 | VENTURA AV |  | 1 | ISSUED | 2019-09-04
E201909254432 | 2019-09-25 | 1ST FLOOR IKU SUSHI/CAFE - CONNECT ALL LIGHTINGS SWITCHES & PLUGS FOR A NEW CAFE. REFER TO PA #201908017612 | POLYTEC CONSTRUCTION COMPANY INC | C | 234 | 17 | 5 | THE EMBARCADERO * | 0 |  | ISSUED | 2019-09-25
E201909114058 | 2019-09-11 | INSTALL RESIDENTIAL ELEVATOR | REICA CONSTRUCTION INC | R | 2716 | 13 | 86 | STANTON ST |  |  | ISSUED | 2019-09-11
EW201909263774 | 2019-09-26 | FURNISH AND INSTALL CAT 6 CABLES FOR WORKSTATIONS AND WALL OUTLETS | MCMILLAN DATA COMMUNICATIONS | R | 3740 | 34 | 221 | MAIN ST |  | 11 | ISSUED | 2019-09-26
EW201909043275 | 2019-09-04 | HORIZONTAL CABLING AND CONNECTIVITY TO MDF ON 26TH FLOOR WITH IDF ROOM BUILDOUT | MCMILLAN DATA COMMUNICATIONS | R | 288 | 32 | 333 | BUSH ST | 0 | 26 | ISSUED | 2019-09-04
EW201909043278 | 2019-09-04 | RE-MOVE KNOB AND TUBE CHANGE PANEL | POLR ELECTRIC | R | 2618 | 48 | 427 | ROOSEVELT WY |  | 2 | COMPLETE | 2019-09-25
EW201909113445 | 2019-09-11 | INSTALLING A 3.2KW PV SYSTEM 10 MODULES AND 1 CENTRAL INVERTER - 10 ROOF-MOUNTED SOLAR PV MODULES 320 WATTS PER MODULE 1 INTERACTIVE INVERTER TOTAL NO. OF RATING 3.2 KW. | ALL BAY SOLAR | R | 6548 | 16 | 268 | CLIPPER ST |  | 2 | ISSUED | 2019-09-11
EW201909263790 | 2019-09-26 | INSTALL NEW LIGHTING AND POWER/OUTLETS RELOCTAED SUB PANEL CARRY OUT TENANT IMPROVEMENTS | A R D MAC ELECTRIC | C | 3611 | 1 | 2400 | FOLSOM ST |  | 1 | ISSUED | 2019-09-26
E201909244400 | 2019-09-24 | INSTALLATION OF AUDIO/VISUAL NOTIFICATION APPLIANCES. REMOVAL OF EXISTING DEVICES AND REPLACING W/NEW AS "ERN" ON PLANS. REMODEL OF (E) DEVICES MARKED AS "ER" ON PLANS DUE TO TENANT IMPROVEMENT. | H C I SYSTEMS INC | C | 3707 | 61 | 625 | MARKET ST |  |  | ISSUED | 2019-09-24
E201909234358 | 2019-09-23 | INSTALL (6) ILLUMINATED SIGNS FOR "MCDONALDS" | YESCO SIGNS LLC | R | 6943 | 54 | 1201 | OCEAN AV |  |  | ISSUED | 2019-09-23
EW201909053323 | 2019-09-05 | 1ST PHASE: NEW ELECTRICAL WIRING FOR NEW TOP FLOOR BATHROOM AND OUTDOOR DECK OUTLETS AND LIGHTS. 2ND PHASE: KITCHEN REMODEL ON 2ND FLOOR. | A & S ELECTRIC LLC | R | 1207 | 38 | 1683 | HAYES ST |  | 3 | ISSUED | 2019-09-05
EW201909193636 | 2019-09-19 | INSTALL NEW 200AMP MAIN SERVICE UPGRADE FOR 6 UNITS AND HOUSE METER. | A & S ELECTRIC LLC | R | 1771 | 17 | 1385 | 16TH AV |  | 1 | ISSUED | 2019-09-19
E201909104013 | 2019-09-10 | APT 202: REWIRE WHOLE APARTMENT INSTALL 40 AMPS 16 BREAKER SPACES PANEL INSTALL 6 RECEPTACLES AND 1 LIGHT AT BEDROOM EXHAUST FAN AND LIGHT AT HALL FAN AND LIGHT AT BATH. REWIRE WHOLE KITCHEN. | S T ELECTRIC | R | 803 | 15 | 700 | STEINER ST |  |  | ISSUED | 2019-09-10
E201909244390 | 2019-09-24 | 2ND FLOOR RE-WIRE NEW OUTLETS NEW DATA NEW LIGHTS AND LIGHTING CONTROL | BAY AREA BUILDERS INC. | C | 3715 | 3 | 121 | STEUART ST |  |  | ISSUED | 2019-09-24
E201909033814 | 2019-09-03 | APT T1-401: KITCHEN & BATHROON REMODEL: REPLACE (E) RECEPTACLES SWITCHES LIGHTS WITH LIKE NEW. | PS2 INC | R | 726 | 23 | 1755 | OFARRELL ST |  |  | COMPLETE | 2019-09-25
E201909134144 | 2019-09-13 | SOLAR PV PLAN 2475 INSTALL: 21 MODS 325 W/MOD 6.825 (DC) KW. REPLACE MAIN SERVICE PANEL 125AMP | SOUTH WEST SUN SOLAR INC DBA SWSS ELECTR | R | 4792 | 025A | 1233 | SHAFTER AV |  |  | ISSUED | 2019-09-13
E201909254428 | 2019-09-25 | WORK ONLY ON UNIT # 3: REWIRE ENTIRE UNIT | CPB CONSTRUCTION CORPORATION | R | 6515 | 13 | 390 | BARTLETT ST | 0 |  | ISSUED | 2019-09-25
E201909204302 | 2019-09-20 | FIRE ALARM SYSTEM FACP 12 STROBES 5-PULL STATIONS 2 SMOKE DETECTORS 2 HORNS 2 ADDRESSIBLE MODULE. 5 HORN/STROBES BPA# 201612285973 | CF CONTRACTING INC | R | 19 | 1 | 151 | BEACH ST |  |  | ISSUED | 2019-09-20
E201909264451 | 2019-09-26 | INSTALL A NEW 400 AMP 30 4 WIRE 120/208 METER MAIN SERVICE ON OUTSIDE OF BUILDING FOR NEW SERVICE POWER. . 500 MCM FEEDER. | JACQUEZ ELECTRIC | C | 5583 | 14 | 261 | LOOMIS ST |  |  | ISSUED | 2019-09-26
E201909114064 | 2019-09-11 | INSTALL 220 CIRCUITS FOR REFRIGERATOR. 2 LIGHTS AND 2 SWITCHES. | ASTORGA CONSTRUCTION INC | C | 3642 | 24 | 2779 | MISSION ST |  |  | ISSUED | 2019-09-11
E201909053925 | 2019-09-05 | ADD (1) TESLA POWER WALL 2 BATTERY TO EXISTING SOLAR SYSTEM. | INFINITY ENERGY INC | R | 1289 | 66 | 130 | BELGRAVE AV |  |  | ISSUED | 2019-09-05
EW201909213662 | 2019-09-21 | REPLACE AND MOVE 1 FEDERAL PACIFIC ELECTRICAL PANEL. THE EXISTING FERAL PACIFIC PANEL WILL TURN TO JUNCTION BOX. | J C L ELECTRIC INC | C | 304 | 11 | 696 | GEARY ST |  | 1 | COMPLETE | 2019-09-27
E201909053919 | 2019-09-05 | SOLAR: 13 PV MODULES 335 WATTS PER MODULE 4.355 SYSTEM (DC) KW SERVICE UPGRADE PLAN 2485 | SOLARUNION DBA FIRSTPV INC | R | 1198 | 33 | 1647 | GROVE ST |  |  | SUSPENDED | 2019-09-09
E201909053920 | 2019-09-05 | SOLAR 12 PANASONIC PV MODULES 330 WATTS PER MODULE 3.96 SYSTEM (DC) KW. | SOLARUNION DBA FIRSTPV INC | R | 7254 | 22 | 80 | EVERGLADE DR |  |  | ISSUED | 2019-09-05
E201909063929 | 2019-09-06 | BLAH | SOLARUNION DBA FIRSTPV INC | R |  |  | FILED | 2019-09-06
EW201909053313 | 2019-09-05 | WHOLE HOUSE REMODEL. FIRST FLOOR THREE BEDROOMS TWO BATHROOMS GARAGE LAUNDRY ROOM SECOND FLOOR ONE BEDROOM KITCHEN DINING ROOM LIVING ROOM ONE BATHROOM REWIRE INSTALL NEW LIGHTS AND RECEPTACLE. 200 AMP SERVICE UPGRADE UFER GROUND INSTALLATION. | BLUE WOOD CONSTRUCTION INC | R | 2959 | 22 | 68 | AGUA WY |  | 1 | ISSUED | 2019-09-05
E201909043862 | 2019-09-04 | SITE: POLE HAIGHT013 NEAREST 97 WEBSTER STREET: INSTALLATION OF 3RD PARTY COMMINICATION EQUIOPMENT ON PG&E POLE. INSTALL EQUIPMENT - ELECTRICAL METER DISCONNECT BOX RADIOS AND ANTENNAE; 2-10AWG 2X15AMP CKTS. | PINNACLE POWER SERVICES INC | C | 9999 | 999 | 999 | UNKNOWN * |  | 97 WEBSTE | COMPLETE | 2019-09-30
E201909274486 | 2019-09-27 | REFER TO SEISMIC RETROFIT PA 2019 0213 2375. REPLACE DAMAGED / RELOCATE OUTLETS DURING SEISMIC WORK. 5 SWITCHES 20 RECEPTACLES 2 FANS | TSL CONSTRUCTION & CONSULTANT INC | R | 2422 | 20 | 1000 | VICENTE ST |  |  | ISSUED | 2019-09-27
E201909234361 | 2019-09-23 | REPLACE EXISTING LIGHTS IN TWO BATHROOMS. REPLACE EXISTING EXHAUST FANS INSTALL 1 CAN LIGHT | J H MEJIA CONSTRUCTION AND REMODELING | R | 2823A | 42 | 1 | GLADEVIEW WY |  |  | ISSUED | 2019-09-23
E201909174183 | 2019-09-17 | 1ST FLR -(N) BEDROOM DEN HOME OFFICE AND BATHROOM. 2ND FLR -REMODEL (E) KITCHEN AND BATHROOM ADD (N) BATHROOM AND (N) HALL. INSTALL 20 LIGHTS 20 SWITCHES 20 RECEPTACLES 1 DISHWASHER 1 GARBAGE DISPOSAL 5 SMOKE DETECTORS. | HONG'S GENERAL CONSTRUCTION INC | R | 6297 | 18 | 484 | SAWYER ST |  |  | ISSUED | 2019-09-17
E201909274495 | 2019-09-27 | INSTALL CEE UFER GROUNDING ELECTRODE. | BC UNITED CONSTRUCTION INC | R | 1267 | 36 | 924 | STANYAN ST |  |  | ISSUED | 2019-09-27
E201909164157 | 2019-09-16 | KITCHEN REMODEL NEW DEDICATED CIRCUIT FOR MICRO | ROD'S GENERAL BUILDERS INC | R | 4000 | 33 | 1001 | MARIPOSA ST | 203 |  | COMPLETE | 2019-09-30
E201909244381 | 2019-09-24 | KITCHEN REMODEL. ELECTRICAL TO CODE. UNDERCABINET LIGHTING REPLACE EXISTING LIGHTING FIXTURES 3 PENDANTS. REFER TO PA 2019 0917 1856 | AMERICAN KITCHEN COMPANY | R | 595 | 53 | 1650 | JACKSON ST | 509 |  | ISSUED | 2019-09-24
EW201909263795 | 2019-09-26 | INSTALLATION OF HVAC CONTROLS FOR A BUILDING AUTOMATION SYSTEM | J & A ELECTRIC INC | C | 3708 | 28 | 71 | STEVENSON ST |  | 6 7 | ISSUED | 2019-09-26
E201909043867 | 2019-09-04 | UPGRADE EXISTING 100 AMP MAIN PANEL TO 125 AMPS | WEI OUYANG DBA OUYANG CONSTRUCTION | R | 2087 | 36 | 4033A | ORTEGA ST |  |  | ISSUED | 2019-09-04
E201909234371 | 2019-09-23 | APT 302: REHAB (E) KTICHEN. CONNECT PORTOIN OF (E) LIVING ROOM TO STUDY ROOM. REHAB (E) BATHROOM. INSTALL WASHER/DRYER. NEW PLUGS LIGHTS SWITCHES. | AXEL8 CONSTRUCTION | R | 322 | 3 | 516 | ELLIS ST |  |  | ISSUED | 2019-09-23
E201909204328 | 2019-09-20 | 304: CONVERT E KITCHEN TO BEDROOM RELOCATE KITCHEN REHABILITATE E BATH INSTALL W/D INSTALL 11 LIGHTS 8 SWITCHES 5 RECEPTACLES 1 FAN 1 DISHWASHER 1 RANGE 2 SMOKE DETECTORS. | AXEL8 CONSTRUCTION | R | 1213 | 13 | 500 | STANYAN ST |  | 4/F | ISSUED | 2019-09-20
E201909234357 | 2019-09-23 | REWIRE ENTIRE HOUSE UPGRADE PANEL | PROSPER CONSTRUCTION DEVELOPMENT INC | R | 1428 | 49 | 415 | CORNWALL ST |  |  | ISSUED | 2019-09-23
E201909274491 | 2019-09-27 | UNIT 208. ADDRESS CORRECTION FOR E20109244395 | SPEEDY CONSTRUCTION INC | R | 549 | 23 | 1456 | VALLEJO ST |  |  | ISSUED | 2019-09-27
E201909063968 | 2019-09-06 | BATHROOM REMODEL KITCHEN REMODEL; 4 LIGHTS 4 SWITCHES 10 RECEPTACLES 1 FAN 1 DISHWASHER 1 GARBAGE DISPOSAL 4 SMOKE DETECTORS | D CONSTRUCTION INC | R | 1344 | 20 | 32 | 15TH AV |  |  | ISSUED | 2019-09-06
E201909254410 | 2019-09-25 | INSTALL GROUND BAR NEW FOUNDATION AND UPDATE MAIN PANEL FROM 100 AMPS TO 200 AMPS. REFER TO PA 201905080076 | BAYWOOD CONSTRUCTION | R | 7165 | 3 | 34 | RHINE ST |  |  | ISSUED | 2019-09-25
E201909033828 | 2019-09-03 | APT 902: UPGRADE ELECTRICAL IN UNIT ADD SUPANEL NEWPLGS LIGHTS SWITCHES. REMODEL (E) BATHROOM & KITCHEN & ADD LAUNDRY BOX. | CASLEZ CONSTRUCTION INC | R | 256 | 2 | 645 | STOCKTON ST |  |  | ISSUED | 2019-09-03
E201909194287 | 2019-09-19 | MASTER BATHROOM REMODEL. NEW PLUGS LIGHTS SWITCHES. | REBORN BATH SOLUTIONS H.D. BATH SOLUTI | R | 669 | 26 | 1158 | SUTTER ST | 8 |  | ISSUED | 2019-09-19
E201909194280 | 2019-09-19 | REPAIR 4 RECEPTACLES AND 1 SWITCH | CITY CONSTRUCTION GROUP | R | 844 | 35 | 811 | OAK ST |  |  | ISSUED | 2019-09-19
E201909164173 | 2019-09-16 | UPGRAFDE MAIN ELEC PANEL FROM 100 AMPS TO 200 AMPS | IPOWER SF ELECTRIC | R | 4152 | 022A | 2784 | 23RD ST |  |  | COMPLETE | 2019-09-25
E201909104024 | 2019-09-10 | UPGRADE SERVICE TO 200 AMP. KITCHEN AND BATH REMODEL. ADD PLUGS AND LIGHTS IN BEDROOM | BRIDGE ELECTRICAL | R | 2957A | 9 | 128 | JUANITA WY |  |  | ISSUED | 2019-09-10
E201909264461 | 2019-09-26 | BATHROOM REMODEL | DREAM TO REALITY REMODELING INC | R | 2628 | 57 | 217 | UPPER TR |  |  | ISSUED | 2019-09-26
E201909184229 | 2019-09-18 | RESTAURANT - LIGHTS SWITCHES RECEPTACLES | GOLDEN ONE CONSTRUCTION INC | C | 2406 | 1 | 901 | TARAVAL ST |  |  | ISSUED | 2019-09-18
E201909114049 | 2019-09-11 | LED LIGHTING UPGRADE TO COMMON AREA LIGHTING. 793 LIGHTS | SITELOGIQ INC | R | 3701 | 66 | 55 | 09TH ST |  |  | ISSUED | 2019-09-11
E201909134129 | 2019-09-13 | ADD CIRCUITS TO AN EXISTING ELECTRICAL PANEL FOR THE INSTALLATION OF 2 OVENS 16 LUMINAIRES 11 RECEPTACLE OUTLETS 5 SWITCHES. 2 CIRCUITS FOR 2 OVENS (220V) 7 CIRCUITS FOR RECEPTACLE OUTLETS AND SWITCHES. 16 LIGHTS 5 SWITCHES | THUNDER BAY ELECTRIC INC | C | 4645 | 14 | 888 | INNES AV |  |  | ISSUED | 2019-09-13
E201909204329 | 2019-09-20 | BATHROOM REMODEL INCLUDING THE ADDITION OF 2 NEW RECESSED LIGHTS IN CEILING REPLACEMENT OF EXISTING OUTLET & ADDITION OF NEW OUTLET. 2 LIGHTS 4 SWITCHES 2 RECEPTACLES | SKYLIGHT TOOLS INC | R | 3513 | 134 | 1330 | STEVENSON ST | 203 |  | ISSUED | 2019-09-20
E201909053905 | 2019-09-05 | REWIRE 2 BEDROOMS PLUGS TOP FLOOR AND THE BATHROOM TOP FLOOR. 3 CKTS NEW LIGHTS SWITCHES RECEPTACLES. | FONSECA ELECTRIC | R | 7547 | 6 | 32 | MATEO ST |  |  | ISSUED | 2019-09-05
E201909264454 | 2019-09-26 | UNIT 101 - KITCHEN & BATH REMODEL NEW APPLIANES NEW WASHER/DRYER NEW LIGHTING. 7 LIGHTS 10 SWITCHES 12 RECEPTACLES 2 FANS DISHWASHER 1 SMOKE DETECTOR | HALYARD INC (SEE NOTE) | R | 938 | 19 | 2640 | GREENWICH ST |  |  | ISSUED | 2019-09-26
E201909184240 | 2019-09-18 | APT 202: UNIT REMODEL NEW KITCHEN & BATHROOMS ADD WASHER DRYER. NEW 60AMP SUBPANEL CKTS NEW PLUGS LIGHTS SWITCHES. | US CONSTRUCTION CALIFORNIA INC | R | 482 | 7 | 3201 | OCTAVIA ST |  |  | ISSUED | 2019-09-18
E201909204294 | 2019-09-20 | SOLAR PV PLAN 2508 INSTALL: 22 PV MODS 285 WATTS PER MOD 6.27 (DC) KW. (1) SOLAREDGE SE5000H-US INVERTER(S)(240V). (22)DC/DC O. | SUNERGY CONSTRUCTION INC | R | 6786 | 24 | 1176 | ALEMANY BL |  |  | ISSUED | 2019-09-20
EW201909193621 | 2019-09-19 | INSTALL 4KW PV SYSTEM OF 15 MODULES - 15 ROOF-MOUNTED SOLAR PV MODULES 15 WATTS PER MODULE 1 INTERACTIVE INVERTER TOTAL NO. OF RATING 4 KW. | NORCAL HOME SYSTEMS INC | R | 2426 | 003C | 2543 | 25TH AV |  | 2 | ISSUED | 2019-09-19
E201909124101 | 2019-09-12 | 3 UNIT 3 STORY RESIDENTIAL BLDG. ENTIRE HOUSE. 400 AMP SERVICE 4 METER SOCKET. 300 AMP SUBPANEL 50 CIRCUITS 60 LIGHTS 30 SWITCHES 100 RECEPTACLES 6 FANS 3 DISHWASHER 3 GARBAGE DISPOSAL 3 MICROWAVE 3 RANGES 15 SMOKE DETECTORS. | EXCEL ELECTRIC | C | 3549 | 51 | 18 | SHOTWELL ST |  | 1/F-3/F | ISSUED | 2019-09-12
E201909063957 | 2019-09-06 | TAKE EXISTING OUTLETS TRIM OUT. CHANGE TO NEW LIGHTING. 24 LIGHTS 52 SWITCHES 2 FANS | ALL BAY CUSTOM HOME BUILDERS INC | C | 3916 | 14 | 151 | VERMONT ST | 9 |  | ISSUED | 2019-09-06
E201909234337 | 2019-09-23 | INSTALLATION OF ENCASED GROUNDING CONDUCTOR (UFFER GROUND) | J POWER ELECTRICAL | R | 3649 | 29 | 205 | CHATTANOOGA ST | 0 |  | ISSUED | 2019-09-23
E201909264438 | 2019-09-26 | APT 52: REMODEL KITCHEN. NEW SUBPANEL. NEW CKTS PLUGS LIGHTS SWITCHES. | REINHARDT ELECTRIC | R | 298 | 2 | 627 | TAYLOR ST |  |  | ISSUED | 2019-09-26
EW201909163533 | 2019-09-16 | SURVEY INSPECTION | BV ELECTRIC INCORPORATED | R | 1780 | 2 | 1319 | 25TH AV |  | 1 | COMPLETE | 2019-09-16
EW201909163545 | 2019-09-16 | EMERGENCY PANEL UPGRADE TO 200AMP | BV ELECTRIC INCORPORATED | R | 1780 | 2 | 1319 | 25TH AV |  | 1 | COMPLETE | 2019-09-19
EW201909063367 | 2019-09-06 | SURVEY INSPECTION | BV ELECTRIC INCORPORATED | R | 131 | 21 | 535 | GREEN ST |  | 1 | COMPLETE | 2019-09-10
E201909164172 | 2019-09-16 | 1ST FLOOR: KITCHEN LIVING ROOM POWDER HALLWAY. 2ND FL: 3 BATHROOMS 3 BEDROOMS. 3RD FL: KITCHEN 2 BEDROOM 1 BATH. 4TH FL: 2 BATHROOM FAMILY ROOM BEDROOM. 220 AMP MAIN UPGRADE. 80 LIGHTS 45 SWITCHES 50 RECEPTACLES 6 FANS 2 DISHWASHERS 2 GARBAGE DISPOSALS 2 MICROWAVES 2 RANGES 15 SMOKE DETECTORS. | J M CONSTRUCTION LLC | R | 1167 | 10 | 2740 | MCALLISTER ST |  |  | ISSUED | 2019-09-16
E201909194272 | 2019-09-19 | RM.116; RELOCATE EXISTING ELECTRICAL TO ACCOMMODATE NEW COUNTERS CABINETS AND EQUIPMENT. INSTALL NEW LIGHTING FIXTURES AND SWITCHES. INSTALL PLUG-MOLD. BOND ANTI-STATIC FLOORING TO BUILDING STEEL BREAK RM.; RELOCATE EXISTING ELECTRICAL TO ACCOMMODATE MOVING VENDING MACHINES; 42 LIGHTS 45 RECEPTACLES. |  | C | 759 | 1 | 1011 | TURK ST |  | RM 116 | ISSUED | 2019-09-19
E201909184220 | 2019-09-18 | ADD RECEPTACLES & LIGHTS |  | R | 3041 | 34 | 49 | SAN JACINTO WY |  |  | ISSUED | 2019-09-18
E201909104019 | 2019-09-10 | TO AMMEND PERMIT EW201908142840 FOR ADDRESS CORRECTION PER C/N | CUPERTINO ELECTRIC INC. | C | 8722 | 21 | 1 | WARRIORS WY |  |  | ISSUED | 2019-09-10
EW201909263768 | 2019-09-26 | LEVEL 6 "TENANT IMPROVEMENT" CHANGES AND/OR ADDITIONS TO THE ELECTRICAL DISTRIBUTION EQUIPMENT BRANCH CIRCUIT WIRING DEVICES LIGHTING FIXTURES LIFE SAFETY MECHANICAL AND PLUMBING EQUIPMENT. LOW VOLTAGE TELE/DATA WORK TO BE PERFORMED BY OTHER C10 ELECTRICAL SUB-CONTRACTOR UNDER SEPARATE SFDBI PERMIT. | DECKER ELECTRIC CO INC | C | 8721 | 29 | 1515 | 03RD ST | 0 | 6 | ISSUED | 2019-09-26
EW201909133509 | 2019-09-13 | INSTALLING NEW LIGHTS AND POWER IN THIS FLOOR 1 "REBRANDING SPACE" | DECKER ELECTRIC CO INC | R | 3721 | 119 | 500 | HOWARD ST | 0 | 1 | ISSUED | 2019-09-13
E201909234359 | 2019-09-23 | INSTALL (3) ILLUMINATED SIGNS FOR "LUCE/BAR 888" | THOMAS SWAN SIGN CO INC | R | 3724 | 72 | 888 | HOWARD ST |  |  | ISSUED | 2019-09-23
EW201909173564 | 2019-09-17 | NEW RECEPTACLE IN TELECOM ROOM | SIERRA ELECTRIC CO | C | 3592 | 31 | 2225 | FOLSOM ST |  | 0 | ISSUED | 2019-09-17
EW201909113436 | 2019-09-11 | KRON TRANSMISSION EQUIPMENT ALTERATION | MCCLURE ELECTRIC INC | C | 2724 | 3 | 1 | LA AVANZADA * |  | 2 | ISSUED | 2019-09-11
EW201909233688 | 2019-09-23 | ADD LOW FREQUENCY HORNS TO EXISTING UNITS AND TO NEW ADU | BYINGTON ELECTRIC CORP | R | 1662 | 22 | 4334 | FULTON ST |  | 1 | ISSUED | 2019-09-23
EW201909163530 | 2019-09-16 | RETAIL TI INCLUDING LIGHTING POWER FIRE ALARM DEVICES AND LOW VOLTAGE ROUGH-IN @ HUGO BOSS - 865 MARKET ST SPACE 181 | PAGANINI ELECTRIC CORP(SEE SIGNATORIES) | C | 3705 | 42 | 865 | MARKET ST |  | 1 | ISSUED | 2019-09-16
EW201909053327 | 2019-09-05 | WITNESS TEST @ MARRIOTT-PIER 2620 - 2620 JONES STREET 3RD FLOOR. SEE PERMIT #EW201901077913. | PAGANINI ELECTRIC CORP(SEE SIGNATORIES) | C | 29 | 3 | 2620 | JONES ST |  | 3 | ISSUED | 2019-09-05
EW201909103429 | 2019-09-10 | FIRE ALARM MONITORING OF BUILDING'S FIRE DAMPERS ON THE 11TH FLOOR @ 1 MARITIME PLAZA. | PAGANINI ELECTRIC CORP(SEE SIGNATORIES) | C | 204 | 21 | 1 | MARITIME PZ |  | 11 | ISSUED | 2019-09-10
E201909174190 | 2019-09-17 | INSTALL AND WIRE 9 RECESSED LED LIGHTS AND ONE SWITCH IN BEDROOM & DINING/LIVING ROOM | DELTA ELECTRIC | R | 6569 | 172 | 555 | BARTLETT ST | 413 |  | ISSUED | 2019-09-17
EW201909033250 | 2019-09-03 | ELECTRICAL BUILD OUT - EC2332 | C B F INC | C | 3740 | 34 | 221 | MAIN ST |  | 14 | ISSUED | 2019-09-03
EW201909263793 | 2019-09-26 | LIFE SAFETY AND ELEC UPGRADES - ES9703 | C B F INC | C | 262 | 13 | 255 | CALIFORNIA ST | 0 | 13 | ISSUED | 2019-09-26
EW201909253739 | 2019-09-25 | TWO-WAY COMMUNICATION RISER/BACKBONE - LS TEST MON 9/30/19 10:00AM TO 12:00PM W/ DANIEL 415 816 -4503 - EC2185 | C B F INC | C | 288 | 32 | 333 | BUSH ST | 0 | 1 | ISSUED | 2019-09-25
EW201909263786 | 2019-09-26 | LS ELEC - INSTALL (2) SPEAKER STROBES IN 7TH FLOOR RESTROOMS ES9733 | C B F INC | C | 310 | 13 | 77 | MAIDEN LN |  | 7 | ISSUED | 2019-09-26
EW201909273798 | 2019-09-27 | ELECTRICAL WORK TO INSTALL (11) TESLA EV CHARGERS 100A 120/208V PANEL. JOB #MT11465 275 BATTERY STREET GARAGE LEVELS B AND C | METROPOLITAN ELECTRICAL CONSTRUCTION | C | 238 | 1 | 275 | BATTERY ST |  | 0 | COMPLETE | 2019-10-01
EW201909263772 | 2019-09-26 | TENANT BUILD OUT CONSISTING OF POWER LIGHTING CONTROLS AND FIRE LIFE SAFETY DEVICES. METRO JOB #193707. 1 CALIFORNIA STREET 22ND FLOOR SUITE 2250 | METROPOLITAN ELECTRICAL CONSTRUCTION | C | 264 | 4 | 1 | CALIFORNIA ST |  | 22 | ISSUED | 2019-09-26
EW201909223664 | 2019-09-22 | INSTALL NEW UFER GROUND | K W ELECTRICAL CO | R | 278 | 16 | 1355 | PINE ST |  | 1 | ISSUED | 2019-09-22
E201909234349 | 2019-09-23 | REPLACE 3 LIHGT FIXTURES W/ TITLE 24 LEVEL FIXTURES. 1 LIGHT SWITCH 1 FAN SWITCH | SHANTA CARPENTRY & CONSTR | R | 3620 | 74 | 324 | HILL ST |  |  | ISSUED | 2019-09-23
E201909234356 | 2019-09-23 | ELECTRICAL AND LIGHTING WORK ON (11) INTERIOR SIGNS FOR "CHASE" | SIGNTECH ELECTRICAL ADVERTISING INC. | R | 766 | 6 | 500 | VAN NESS AV |  |  | ISSUED | 2019-09-23
EW201909093383 | 2019-09-09 | INSTALL 27 RECESSED LIGHT FIXTURES CONTROLLED BY DIMMERS | ATHENA ELECTRICAL CONSTRUCTION CO | R | 3071 | 20 | 45 | SAN LEANDRO WY |  | 1 | ISSUED | 2019-09-09
E201909114053 | 2019-09-11 | TO COMPLY WITH COMPLAINT # 201979580. DOOR DON NOT UNLOCK WHEN POWER GOES OUT. | ALLCOM ELECTRIC INC. | C | 3756 | 3 | 1266 | HARRISON ST |  |  | COMPLETE | 2019-09-18
E201909043873 | 2019-09-04 | INSTLAL CAN LIGHTS(LED). HEATED FLOOR MAT. HEATED TOWEL BAR. ALL IN THE BAHTROOM RELOCATED GFI PLUB. | KOLBY DEVELOPMENT | R | 3502 | 115 | 2 | PEARL ST | 2 |  | ISSUED | 2019-09-04
E201909063935 | 2019-09-06 | APT 104: KITCHEN & BATHROOM REMODELING. INCLUDING REWIRING THROUGHOUT UNIT AND NEW FIXTURES - PLUGS LIGHTS SWITCHES. | SURE INC. | R | 299 | 19 | 861 | SUTTER ST |  |  | ISSUED | 2019-09-06
E201909174193 | 2019-09-17 | #304: REWIRE ENTIRE UNIT WITH NEW PANEL IN UNIT. | SURE INC. | R | 590 | 3 | 2110 | JACKSON ST | 0 |  | ISSUED | 2019-09-17
E201909184236 | 2019-09-18 | NEW WIRING FOR ADU #14: 20 LIGHTS 15 SWITCHES 30 RECEPTACLES 3 FANS 1 DISHWASHER 1 GARBAGE DISPOSAL 1 MICROWAVE. WASHER & DRYER | SURE INC. | R | 1362 | 14 | 4005 | CALIFORNIA ST |  |  | ISSUED | 2019-09-18
E201909184235 | 2019-09-18 | NEW WIRING FOR ADU #15. 20 LIGHTS 15 SWITCHES 30 RECEPTACLES 3 FANS 1 DISHWASHER 1 GARBAGE DISPOSAL 1 MICROWAVE WASHER & DRYER | SURE INC. | R | 1362 | 14 | 4005 | CALIFORNIA ST |  |  | ISSUED | 2019-09-18
E201909184234 | 2019-09-18 | NEW WIRING FOR ADU #16 & ALL COMMON AREA. 40 LIGHTS 25 SWITCHES 50 RECEPTACLES 3 FANS 1 DISHWASHER 1 GARBAGE DISPOSAL 1 MICROWAVE WASHER & DRYER | SURE INC. | R | 1362 | 14 | 4005 | CALIFORNIA ST |  |  | ISSUED | 2019-09-18
EW201909043299 | 2019-09-04 | LOW VOLTAGE ELECTRICAL SYSTEMS | SASCO | R | 8727 | 8 | 1800 | OWENS ST |  | 3 4 | ISSUED | 2019-09-04
E201909264449 | 2019-09-26 | REMODEL KITCHEN & BATHROOM ON 2/F. ADD 2 BATHROOMS 2 BEDROOMS ON 1/F. NEW PLUGS LIGHTS SWITCHES. | X T GENERAL CONSTRUCTION INC. | R | 2190 | 003C | 2167 | 27TH AV |  |  | ISSUED | 2019-09-26
EW201909163528 | 2019-09-16 | INSTALL NEW FIRE ALARM SYSTEM TO MEET SFFC 1103.7.6.1. | B B J ELECTRIC INC | C | 5321 | 51 | 1711 | OAKDALE AV |  | 1 | ISSUED | 2019-09-16
EW201909123485 | 2019-09-12 | FIRE ALARM SYSTEM - FACP 25 STROBES 9 PULLSTATIONS 2 HEAT DETECTORS 12 HORN STROBES 9 ADDRESSABLE MODULES 10 TAMPER SWITCHES & 4 DUCT DETECTORS. | DELAO ELECTRIC INC | C | 3925 | 2 | 1849 | HARRISON ST |  | 1 | ISSUED | 2019-09-12
E201909134136 | 2019-09-13 | REMODEL KITCHEN & BATHROOM ADD (1) FULL BATHROOM REWIRE UNIT UPGRADE SERVICE 100 AMP; 25 LIGHTS 20 SWITCHES 40 RECEPTACLES 2 FANS 2 DISHWASHERS 1 GARBAGE DISPOSAL 1 RANGE 8 SMOKE DETECTORS | CASTLE CONSTRUCTION | R | 1376 | 38 | 134 | 17TH AV |  |  | ISSUED | 2019-09-13
EW201909243701 | 2019-09-24 | 333 MARKET ST - MARKET CISTERN - 01-151798 - CONTACT TONY RACCANELLO - INSTALL 3 MONITOR MODULES | W. BRADLEY ELECTRIC | C | 3710 | 20 | 333 | MARKET ST |  | 0 | ISSUED | 2019-09-24
EW201909093382 | 2019-09-09 | ELECTRICAL INSTALLATION - 19646 - 13TH FLOOR - POWER SUPPLY | CAPITOL ELECTRIC CONST | C | 311 | 8 | 88 | KEARNY ST |  | 13 | ISSUED | 2019-09-09
EW201909033262 | 2019-09-03 | TENANT IMPROVEMENT ON THE 17TH FLOOR | CAPITOL ELECTRIC CONST | C | 259 | 29 | 315 | MONTGOMERY ST |  | 17 | ISSUED | 2019-09-03
EW201909033259 | 2019-09-03 | TENANT IMPROVEMENT ON THE 4TH FLOOR | CAPITOL ELECTRIC CONST | C | 3749 | 62 | 303 | 02ND ST |  | 4 | ISSUED | 2019-09-03
EW201909113456 | 2019-09-11 | 3RD. STORY ADDITION- EXISTING ROUGH-IN WIRING ON FLOOR 1 & 2 COMPLETE REWIRE USE EXISTING SERVICE CIRCUITS: 27 NO. OF LIGHTS: 48 SWITCHES:36 RECEPTACLES: 64 FANS:3 DISHWASHERS: 1 GARBAGE DISPOSAL: 1 MICROWAVE: 1 SMOKE DETECTORS: 5 | BAJADA ELECTRIC INC | R | 5689 | 24 | 75 | BRONTE ST |  | 3 | ISSUED | 2019-09-11
EW201909033272 | 2019-09-03 | INSTALL UFER GROUND WIRING FOR PLUGS AND LIGHTS IN REMODELED BACKYARD. | MAL WATERS ELECTRICAL | R | 3655 | 18 | 556 | ELIZABETH ST |  | 1 | ISSUED | 2019-09-03
E201909264440 | 2019-09-26 | REMODEL KITCHEN REDO ELECTRICAL WIRING IN KITCHEN. 10 LIGHTS 5 SWITCHES 16 RECEPTACLES 1 DISHWASHER 1 GARBAGE DISPOSAL 1 MICROWAVE 1 RANGE | BENKEE CONSTRUCTION CO | R | 3606 | 7 | 750 | DOLORES ST |  |  | ISSUED | 2019-09-26
EW201909123471 | 2019-09-12 | 64 WORKSTATIONS FOR MODULAR PARTITION ONLY | SERVICE WEST INC | C | 3704 | 68 | 989 | MARKET ST |  | 6 | ISSUED | 2019-09-12
EW201909133516 | 2019-09-13 | 3 WORKSTATIONS FOR MODULAR PARTITION ONLY | SERVICE WEST INC | C | 57 | 1 | 1700 | MONTGOMERY ST |  | 4 | ISSUED | 2019-09-13
EW201909133519 | 2019-09-13 | SERVICE UPGRADE 200A 3 METERS 3 ELECTRIC PANELS | S & W ELECTRIC INC. | R | 1415 | 18 | 274 | 19TH AV |  | 1 | ISSUED | 2019-09-13
E201909164153 | 2019-09-16 | BUILDING 3: PIGGY BACK OF NEW WIRELESS F/A PANEL WITH (E) MAIN FACP TO ACCOMODATE WIRELESS MINI-HORNS IN 24 UNITS. | FIRELECTRIC | R | 2540 | 69 | 2780 | 19TH AV | 61 |  | ISSUED | 2019-09-16
EW201909243718 | 2019-09-24 | KITCHEN AND SCULLERY REMODEL. INSTALLATION OF DEDICATED APPLIANCE CIRCUITS AND COMMERCIAL EXHAUST HOOD AND ANSL SYSTEM. INSTALLATION OF 10 LIGHT FIXTURES AND 6 SWITCHES. | CROWN ELECTRIC | C | 717 | 8 | 746 | ELLIS ST |  | 2 | ISSUED | 2019-09-24
EW201909063357 | 2019-09-06 | ELECTRICAL SERVICE UPGRADE TO 400AMPS. CONVERT (E) STORAGE & MECH ROOMS TO 2 NEW DWELLING UNITS INCLUDING ALL ELECTRICAL CIRCUITRY & LIGHTING | CANNING ELECTRIC INC | R | 3632 | 26 | 129 | FAIR OAKS ST |  | 0 | ISSUED | 2019-09-06
EW201909253735 | 2019-09-25 | ELECTRICAL WIRING FOR 14 UNIT RESIDENTIAL BUILDING WITH ELEVATOR AND PANEL FOR 1 COMMERCIAL UNIT. | MICHAEL MCCARTHY ELEC/ DBA:DMACS ELECTR | R | 280 | 17 | 824 | HYDE ST |  | 1 | ISSUED | 2019-09-25
E201909104042 | 2019-09-10 | TOTAL REWIRE OF HOME. KITCHEN BATHROOM AND BEDROOM. 125 AMP SUBPANEL. 4/60 FEEDERS. 30 CIRCUITS 40 LIGHTS 20 SWITCHES 40 RECEPTACLES 1 FAN 1 DISHWASHER 1 GARBAGE DISPOSAL 1 MICROWAVE 1 RANGE 4 SMOKE DETECTORS | FLASH ELECTRIC **CK ID****** | R | 3054 | 30 | 96 | BRENTWOOD AV |  |  | ISSUED | 2019-09-10
E201909124087 | 2019-09-12 | FIRE ALARM LIFE SAFETY | JOHNSON CONTROLS INC. | C | 261 | 18 | 345 | CALIFORNIA ST |  |  | ISSUED | 2019-09-12
EW201909193624 | 2019-09-19 | 190698 - AFFIRM ¿ 550 KEARNY 2ND FLOOR TECHNOLOGY INFRASTRUCTURE | BEI CONSTRUCTION INC. | C | 240 | 16 | 550 | KEARNY ST |  | 2 | ISSUED | 2019-09-19
EW201909203645 | 2019-09-20 | KITCHEN REMODEL AND SUB-PANEL. | G CONLEY ELECTRIC | R | 2646 | 21 | 4370 | 17TH ST |  | 1 | ISSUED | 2019-09-20
EW201909043300 | 2019-09-04 | REPLACEMENT LIGHT AND SWITCHES ON 6 7 AND 8TH FLOORS. | CHASOV ELECTRICAL VOICE & DATA | C | 341 | 6 | 944 | MARKET ST |  | 8 | ISSUED | 2019-09-04
E201909274478 | 2019-09-27 | REPLACE EXISTING 125A METER PANEL. | RAY'S ELECTRIC | R | 2450 | 019E | 2682 | 47TH AV |  |  | ISSUED | 2019-09-27
EW201909033266 | 2019-09-03 | FIRE ALARM SYSTEM LIKE FOR LIKE UPGRADE | SAN FRANCISCO FIRE PROTECTION | R | 1238 | 21 | 254 | DIVISADERO ST |  | 0 | ISSUED | 2019-09-03
E201909053914 | 2019-09-05 | APT 6 - INSTALL NEW SUBPANEL. UPGRADE ELECTRIC THROUGHOUT UNIT. 6 LIGHTS 10 SWITCHES 20 RECEPTACLES DISHWASHER GARBAGE DISPOSAL MICROWAVE RANGE 3 SMOKE DETECTORS | MASHAL BUILDERS & CONTRACTORS INC | R | 919 | 2 | 2232 | NORTH POINT ST |  |  | ISSUED | 2019-09-05
EW201909103428 | 2019-09-10 | REWIRE KITCHEN AND ADD 1-SUBPANEL | BAY ELECTRIC | R | 1197 | 83 | 724A | MASONIC AV |  | 1 | ISSUED | 2019-09-10
E201909264468 | 2019-09-26 | REMODEL KITCHEN HALLWAY BATH AND INSTALL RECESSED LIGHTS FOR LIVING ROOM AND DINING ROOM AREA. 20 LIGHTS 6 SWITCHES 8 RECEPTACLES 1 GARBAGE DISPOSAL 1 MICROWAVE 1 RANG | R P CONSTRUCTION INC. | R | 2083 | 43 | 1822 | 47TH AV |  |  | ISSUED | 2019-09-26
E201909114076 | 2019-09-11 | INSTALL NEW CONDUIT AND WIRE FOR FIRE ALARM DEVICES. TIE INTO E FIRE ALARM SYSTEM | RED HAWK FIRE & SECURITY CA LLC | R | 337 | 20 | 354 | TURK ST |  | 1 | ISSUED | 2019-09-11
E201909184244 | 2019-09-18 | TENANT IMPROVEMENT TO EXTERIOR OF BLDG LIGHTS TRASH ROOM MECHANIC ROOM 100 AMP SUB PANEL. COMMON AREA. 800 AMP (3) POLE 4 WIRE 3" C(4) 300MCM (1) #1/0 GROUND. 4 CIRCUIT. 100 4 WIRE 3 PHASE. 1 1/4" (4) #4 WITH #10 GRANG. 23 LIGHTS 2 SWITCHES 2 RECEPTACLES. HOUSE | TROY WILLIAMS-TAN ELECTRIC | C | 1193 | 9 | 2104 | HAYES ST |  |  | ISSUED | 2019-09-18
E201909194276 | 2019-09-19 | REMODEL KITCHEN ON MAIN LEVEL ADD BATH REMODEL BATH MOVE W/D ON UPPER LEVEL. | NERLAND BUILDING AND RESTORATION | R | 1561 | 20 | 594 | 19TH AV |  |  | ISSUED | 2019-09-19
EW201909133508 | 2019-09-13 | INSTALLATION OF A SPRINKLER MONITORING SYSTEM | CRIME WATCH SECURITY SYSTEMS INC*SEENOTE | R | 3502 | 78 | 50 | ELGIN PK |  | 1 | COMPLETE | 2019-09-20
EW201909203651 | 2019-09-20 | MODIFICATION OF THE EXISTING FIRE ALARM SYSTEM BY ADDING LOW FREQUENCY SOUNDERS IN ALL SLEEPING AREAS TO COMPLY WITH SFFD BULLETIN 1103.7.6.1 TO MEET 75 DB AT ALL SLEEPING AREAS INCLUDING LIVING ROOMS. ALL NEW DEVICES WILL BE MONITORED BY THE EXISTING FIRE ALARM CONTROL PANEL IN THE BASEMENT | CRIME WATCH SECURITY SYSTEMS INC*SEENOTE | R | 275 | 10 | 1035 | PINE ST |  | 1 | ISSUED | 2019-09-20
EW201909273816 | 2019-09-27 | UEFER GROUND | BRIAN ROGERS ELECTRIC | R | 3638 | 42 | 846 | SHOTWELL ST |  | 1 | ISSUED | 2019-09-27
EW201909273815 | 2019-09-27 | RE MODEL TO INCLUDE 2 BEDROOMS MULTI PURPOSE ROOM LAUNDRY BATHROOM LOWER ROOM KITCHEN 2 OUTLETS IN DINING ROOM NEW SUB PANEL | BRIAN ROGERS ELECTRIC | R | 1405 | 40 | 342 | 29TH AV |  | 1 | ISSUED | 2019-09-27
EW201909233676 | 2019-09-23 | INSTALLATION OF 14 BASEFEEDS TO SUPPLY POWER TO FREESTANDING DESKS | STATIONS | C | 260 | 16 | 433 | CALIFORNIA ST |  | 900 | COMPLETE | 2019-09-25
EW201909113437 | 2019-09-11 | DELIVERY AND INSTALLATION OF 12 WORK STATIONS IN THE 3RD FLOOR. | SOLUTIONS OFFICE INTERIORS | C | 267 | 11 | 142 | SANSOME ST |  | 3 | ISSUED | 2019-09-11
E201909254435 | 2019-09-25 | PROVIDE NEW POWER AND LIGHTING REF 201905029593 | JALILIE ELECTRIC INC /RIDGEWAY ELECTRIC | C | 2831 | 21 | 741 | DIAMOND ST |  |  | ISSUED | 2019-09-25
E201909063940 | 2019-09-06 | INSTALLATION OF UFER GROUND | ANDY ELECTRIC SERVICES | R | 1253 | 25 | 318 | FREDERICK ST |  |  | ISSUED | 2019-09-06
EW201909243709 | 2019-09-24 | 3 PHASE INSTALL & SINGLE PHASE OUTLETS. | COIL ELECTRIC | R | 3643 | 5 | 2740 | MISSION ST |  | 1 | COMPLETE | 2019-10-02
EW201909093401 | 2019-09-09 | CABLING FOR SECURITY CAMERA INSTALLATION. | APPLIED VIDEO SOLUTIONS INC. | R | 686 | 52 | 1610 | POST ST |  | 1 | ISSUED | 2019-09-09
E201909184248 | 2019-09-18 | INSTALL 1 BATHROOM FAN AND LIGHTS | FREDERIC GRASSET DESIGN-BUILD | R | 2831 | 28 | 639 | ELIZABETH ST |  |  | ISSUED | 2019-09-18
EW201909253752 | 2019-09-25 | UEFA GROUND | GPM ELECTRIC LLC | R | 1234 | 2 | 37 | LYON ST |  | 1 | ISSUED | 2019-09-25
E201909164152 | 2019-09-16 | KITCHEN REMODEL 10 LIGHTS 5 SWITCHES 10 RECEPTACLES 1 DISHWASHER 1 GARBAGE DISPOSAL 1 MICROWAVE | DESIGN MAX CONSTRUCTION | R | 2105 | 51 | 1914 | 30TH AV |  |  | ISSUED | 2019-09-16
EW201909133513 | 2019-09-13 | REWIRE OF ENTIRE APARTMENT | KEVIN REILLY ELECTRIC | R | 322 | 10 | 675 | O'FARRELL ST |  | 19 | ISSUED | 2019-09-13
E201909174203 | 2019-09-17 | UPGRADE (E) MAIN PANELS AND HAVE 2 - 100A FOR (E) UPSTAIRS TWO UNITS; AND ONE 70-A FOR ADU AT G/F. AND 50A HOUR HOUSE PANELS. NEW PLUGS LIGHTS SWITCHES. | ALLIED TEAMWORK CONSTRUCTION CO | R | 1576 | 9 | 3214A | BALBOA ST |  |  | ISSUED | 2019-09-17
E201909094003 | 2019-09-09 | INSTALLATION OF A DEDICATED FUNCTION SPRINKLER MONITORING SYSTEM SPRINKLER PA 2019-0409-7451 AND PA 2017-1102-2974 | BAY ALARM COMPANY | R | 6536 | 4 | 1270 | CHURCH ST | 0 |  | ISSUED | 2019-09-09
E201909134140 | 2019-09-13 | WITNESS TEST FOR E201909134139. | BAY ALARM COMPANY | C | 296 | 013D | 531 | SUTTER ST |  |  | ISSUED | 2019-09-13
E201909114070 | 2019-09-11 | SOLAR: 16 PV MODULES 370 WATTS PER MODULES 5.92 SYSTEM (DC) KW (1) NEMA 14-50 EV CHARGING OUTLET PLAN 2488. | ALBION POWER COMPANY INC | R | 5353A | 013A | 119 | MADDUX AV |  |  | ISSUED | 2019-09-11
EW201909033253 | 2019-09-03 | INSTALL SOLAR PANELS 3.78KW (12 PANESL) | TESLA ENERGY OPERATIONS | R | 5725 | 5 | 524 | GATES ST |  | 1 | ISSUED | 2019-09-03
EW201909123474 | 2019-09-12 | ENERGY STORAGE SYSTEM 13.5KWH (1 POWERWALL) | TESLA ENERGY OPERATIONS | R | 6937 | 12 | 225 | MIRAMAR AV |  | 1 | ISSUED | 2019-09-12
EW201909063354 | 2019-09-06 | INSTALL SOLAR PANELS 3.78 (12 PANELS) | TESLA ENERGY OPERATIONS | R | 2133A | 002G | 2048 | 14TH AV |  | 1 | ISSUED | 2019-09-06
E201909033819 | 2019-09-03 | KITCHEN REMODEL - NEW ELECTRICAL AND SUBPANEL LAUNDRY ROOM NEW ELECTRICAL | ALEF CONSTRUCTION CORP | R | 2695 | 6 | 542A | CASTRO ST |  |  | ISSUED | 2019-09-12
E201909164161 | 2019-09-16 | NEW ELECTRICAL FOR ADU UNIT ON GROUND FLOOR. NEW ELECTRICAL WIRING AND ELECTRICAL FIXTURES AS NEEDED. NEW 100 AMP PANEL AND NEW METER. | JIMMY WONG | R | 1423 | 28 | 268A | 11TH AV |  |  | ISSUED | 2019-09-16
EW201909253736 | 2019-09-25 | TCT 2019 ¦ 9/26-28/19 ¦ MOSCONE SOUTH ¦ 479794 | FREEMAN DECORATING SERVICES INC | C | 3734 | 91 | 747 | HOWARD ST |  | 1 | ISSUED | 2019-09-25
E201909194278 | 2019-09-19 | NEW 200 AMP PANEL. NEW WIRE. HORIZONTAL ADDITION @ REAR & 1-STORY VERTICAL ADDITION OVER (E) 2-STORY BLDG & REARRANGE KITCHEN & BATHROOM'S LOCATION. CONSTRUCT 3'-0" HEIGHT RETAINING WALL @ BACKYARD. 200 AMP SERVICE 3X3/0 FEEDER. 42 CIRCUITS 25 LIGHTS 15 SWITCHES 30 RECEPTACLES 1 DISHWASHER 1 GARBAGE DISPOSAL 1 MICROWAVE 1 RANGE 10 SMOKE DETECTORS. | ALL BEST BUILDRS.INC./ALL TRUSTY BLDRS. | R | 1618 | 010A | 734 | 27TH AV |  |  | ISSUED | 2019-09-19
E201909104034 | 2019-09-10 | UNIT #507: CONVERT EXISTING KITCHEN AND BEDROOM. RELOCATE KITCHEN REHABILITATE EXITING BATHROOM INSTALL WASHER AND DRYER.. INSTALL 10 LIGHTS 10 SWITCHES 5 RECEPTACLES 1 DISHWASHER 5 SMOKE DETECTORS. | B-SIDE INC. | R | 337 | 007A | 318 | TURK ST |  |  | ISSUED | 2019-09-10
E201909033832 | 2019-09-03 | UNIT #311: UPGRADE (E) WASHER/DRYER. | B-SIDE INC. | R | 874 | 3 | 400 | DUBOCE AV |  |  | ISSUED | 2019-09-03
E201909184226 | 2019-09-18 | #15: UPGRADE (E) WASHER/DRYER. | B-SIDE INC. | R | 3607 | 60 | 3783 | 20TH ST |  |  | ISSUED | 2019-09-18
E201909274493 | 2019-09-27 | NEW ELECTRICAL FOR APPROVED ADU. NEW PLUGS LIGHTS SWITCHES NEW SUBPANEL (100A). | J C BUILDERS | R | 2509 | 008A | 2755 | 40TH AV |  |  | ISSUED | 2019-09-27
EW201909233678 | 2019-09-23 | ELECTRICAL REPAIRS FROM A FIRE LOSS. | JMX ELECTRIC INC. | R | 6532 | 16 | 3632 | 26TH ST |  | 1 | ISSUED | 2019-09-23
E201909114054 | 2019-09-11 | INSTALL RESIDENTIAL ELEVATOR | REICA CONSTRUCTION INC | R | 2607 | 37 | 284 | ROOSEVELT WY |  |  | ISSUED | 2019-09-11
EW201909203647 | 2019-09-20 | HORIZONTAL CABLING AND CONNECTIVITY | MCMILLAN DATA COMMUNICATIONS | R | 329 | 1 | 800 | MARKET ST |  | 6 | ISSUED | 2019-09-20
E201909043893 | 2019-09-04 | UNIT 1: ADDRESS CORRECTION FOR EW201908303232. TO CHANGE FROM 245 11TH ST TO 245 11TH AV (UNIT 1) | POLR ELECTRIC | R | 1422 | 9 | 245 | 11TH AV |  |  | ISSUED | 2019-09-04
E201909053916 | 2019-09-05 | UPGRADE ELECTRICAL. REMODEL KITCHEN & BATHROOM. | SDI INSULATION INC | R | 2449 | 43 | 2626 | GREAT HY |  |  | ISSUED | 2019-09-05
E201909063967 | 2019-09-06 | UPSTAIR HALL BATHROOM REMODEL. | GOLDEN STATE MARBLE & GRANITE INC. | R | 1660 | 34 | 744 | 18TH AV |  |  | ISSUED | 2019-09-06
E201909104010 | 2019-09-10 | UNIT 3: INSTALL 6 STEP LIGHTS ON STAIR WAY TO ROOF. INSTALL 5 LED RECESSED LIGHTS ON STAIRS FROM HALLWAY TO 3RD FL. INSTALL DEDICATED CIRCUIT FOR MOTORIZED SKYLIGHT. 1 CIRCUIT 11 L;IGHTSM 3 SWITCHES | VALLIN ELECTRIC | R | 494 | 013F | 1777 | CHESTNUT ST |  |  | ISSUED | 2019-09-10
EW201909093385 | 2019-09-09 | SMALL ELECTRICAL PROJECT ADDING SOME LIGHTING AND ELECTRICAL TO A DECK | MID-PENINSULA ELECTRIC & SERVICE INC | R | 3620 | 100 | 350 | HILL ST |  | 1 | ISSUED | 2019-09-09
E201909063937 | 2019-09-06 | UNIT 405: ELECTRICAL IN KITCHEN & BATHROOM. CHANGE FIXTURES | NOMELLINI CONSTRUCTION * ASK FOR ID * | R | 303 | 1 | 825 | POST ST |  |  | ISSUED | 2019-09-06
E201909204325 | 2019-09-20 | ADD 2 NEW FULL BATHS | H T CONTRACTORS INC | R | 96 | 16 | 1202 | UNION ST |  |  | ISSUED | 2019-09-20
EW201909243731 | 2019-09-24 | INSTALL NEW OUTLET .NEW LIGHTING FIXTURE .NEW PANEL | Y & C ELECTRICAL.INC | R | 5651 | 28 | 111 | GATES ST |  | 1 | ISSUED | 2019-09-24
EW201909243727 | 2019-09-24 | REPLACE LIGHTING FIXTURE .NEW OUTLET AND LIGHTING AT RESTROOM .NEW SUB PANEL | Y & C ELECTRICAL.INC | C | 3641 | 23 | 3184 | 24TH ST |  | 1 | ISSUED | 2019-09-24
EW201909123501 | 2019-09-12 | UNIT #6 : INSTALL ONE NEW OUTLET AT KITCHEN COUNTERTOP.ONE OUTLET FOR FRIDGE .NEW OUTLET AT BATHROOM .SWITCH AND EF NEW SUB PANEL (40A) | Y & C ELECTRICAL.INC | R | 1229 | 17 | 520 | SHRADER ST | 0 | 4 | ISSUED | 2019-09-12
E201909204316 | 2019-09-20 | PLAN #2501. RESIDENTIAL SOLAR PERMIT: INSTALL 13 PV MODULES 310 WATTS PER MODULE. 4.03 DC KW SYSTEM. SERVICE UPGRADE 125AMP. | SOLAR SENSE PV INC | R | 2113 | 41 | 1946 | 22ND AV |  |  | ISSUED | 2019-09-20
E201909194291 | 2019-09-19 | UPGRADE ELECTRICAL PANEL TO 100AMPS | BASSAD INC./DBA: EVERLAST CONSTRUCTION | R | 0445A | 26 | 1549 | BEACH ST |  |  | ISSUED | 2019-09-19
E201909033842 | 2019-09-03 | UNIT #1: KITCHEN AND BATH REMODEL IN KIND. ADD SUBPANEL UPGRADE UNIT ELECTRICAL. ADD LAUNDRY. | RELIABLE CONSTRUCTION INC | R | 1216 | 15 | 1133 | FELL ST |  |  | ISSUED | 2019-09-03
EW201909043288 | 2019-09-04 | INSTALL TESLA WALL CONNECTOR ON DEDICATED 240V-50AMP | EVCHARGE4U INC | R | 1225 | 6 | 411 | CLAYTON ST |  | 1 | COMPLETE | 2019-09-09
E201909124122 | 2019-09-12 | UNIT #3: REMODEL KITCHEN 10X12 AND BATHROOM 5X8 | BRIGHTER BAY BUILDERS INC | R | 217 | 21 | 1565 | WASHINGTON ST |  |  | ISSUED | 2019-09-12
E201909043897 | 2019-09-04 | METER SERVICE UPGRADE 200 AMPS | POWER IN ELECTRIC INC. | R | 2510 | 18 | 2783 | 41ST AV |  |  | COMPLETE | 2019-09-11
E201909114079 | 2019-09-11 | INSTALL CAN LIGHTS | A PLUS PLUMBING | R | 0442A | 31 | 3572 | PIERCE ST |  |  | ISSUED | 2019-09-11
E201909194268 | 2019-09-19 | INSTALL 13 NEW CAN LIGHTS 12 NEW PLUGS. INSTALL 8 NEW SWITCHES 1 NEW GFCI. | CALIFORNIA BUILDERS & FOUNDATIONS | R | 6556 | 5 | 1120 | DIAMOND ST |  |  | ISSUED | 2019-09-19
E201909164158 | 2019-09-16 | HALLWAY & MASTER BATHROOM REMODEL. UPGRADE ELECTRICAL SERVICE TO FROM 150 TO 200AMPS. | DEO CONSTRUCTION INC | R | 0439A | 23 | 148 | CERVANTES BL |  |  | ISSUED | 2019-09-16
E201909164160 | 2019-09-16 | UNIT 1005: INSTALL PENDENT/CAN/UNDER CABINET LIGHTS BATH FAN ON ITS OWN CIRCUIT REINSTALL APPLIANCES AS NEEDED; 2 LIGHTS 10 SWITCHES. | D M BUILDERS | R | 8706 | 1 | 255 | KING ST |  |  | ISSUED | 2019-09-16
E201909114063 | 2019-09-11 | RENEW ELECTRICAL PERMIT E201703073377 FOR FINAL INSPECTION. "NEW ELECTRICAL WIRING FOR ENTIRE NEW UNIT 8 LTS 14 SWITCHES 8 RECEPTS 1 GAR DISP 1 MICRO 3 SMOKE DETECTS 1 DISHWASHERS" | ASTORGA CONSTRUCTION INC | R | 7091 | 23 | 30 | RANDOLPH ST |  |  | ISSUED | 2019-09-11
EW201909123497 | 2019-09-12 | INSTALLATION OF ROOF MOUNTED ELECTRIC PV SYSTEM CONSISTING OF 10 MODULES AND 1 INVERTER - 10 ROOF-MOUNTED SOLAR PV MODULES 300 WATTS PER MODULE 1 INTERACTIVE INVERTER TOTAL NO. OF RATING 3 KW. | SOLARUNION DBA FIRSTPV INC | R | 6166 | 6 | 36 | ALDER ST |  | 1 | ISSUED | 2019-09-12
E201909043863 | 2019-09-04 | SITE: POLE HAIGT014 NEAREST 689 PAGE STREET : INSTALLATION OF 3RD PARTY COMMUNICATION EQUIPMENT ON PG&E POLE. INSTALL EQUIPMENT - ELECTRICAL METER DISCONNECT BOX RADIOS AND ANTENNAE; 2-10AWG 2X15AMP CKTS. | PINNACLE POWER SERVICES INC | C | 9999 | 999 | 999 | UNKNOWN * |  | 689 PAGE STREET | ISSUED | 2019-09-04
E201909244384 | 2019-09-24 | TO COMPLY NOTICE OF VIOLATION 201973741. LIGHTING INSTALLED WITH NO PERMITS. | R & C MULHOLLAND INC. | R | 779 | 91 | 988 | FULTON ST | 0 |  | ISSUED | 2019-09-24
E201909033849 | 2019-09-03 | REMODEL KITCHEN & BATHROOM. NEW PLUGS LIGHTS SWITCHES. | A M K ELECTRIC | R | 1724 | 9 | 1241 | 26TH AV |  |  | ISSUED | 2019-09-03
E201909114083 | 2019-09-11 | REMODEL KITCHEN | L C BUILDERS INC | R | 6532 | 49 | 328 | SAN JOSE AV | 0 |  | ISSUED | 2019-09-11
E201909204324 | 2019-09-20 | INSTALL A NEW 70 AMP SUBPANEL 2ND FL. REPLACE E FULL BATH AND 1/2 BATH WIRE PLUG LIGHTING FIXTURE. REPLACE E KITCHEN WIRE PLUG LIGHTING FIXTURE. | WEI OUYANG DBA OUYANG CONSTRUCTION | R | 6436 | 9 | 270 | SOUTH HILL BL |  |  | ISSUED | 2019-09-20
E201909184263 | 2019-09-18 | SOLAR: 11 PV MODS 325 WATTS PER MOD 3.575 = DC KW SYSTEM | Q LIGHT AND POWER ELECTRIC INC | R | 7002 | 30 | 234 | MONTICELLO ST |  |  | COMPLETE | 2019-09-30
E201909053909 | 2019-09-05 | ELECTRICAL CIRCUIT TO ACCOMMODATE NEW DOOR HARWARE FOR ADA | AGUILERA CONSTRUCTION COMPANY | C | 6418 | 65 | 1500 | GENEVA AV | 0 |  | ISSUED | 2019-09-05
E201909053907 | 2019-09-05 | ADA COMPLIANT BATHROOM COMPLIANCE; 2 LIGHTS 3 SWITCHES 2 RECEPTACLES 1 FAN | AGUILERA CONSTRUCTION COMPANY | C | 3618 | 14 | 3414 | 22ND ST |  |  | ISSUED | 2019-09-05
E201909063959 | 2019-09-06 | UNIT 52. RELOCATE ELECTRICAL CONDUIT IN KITCHEN TO ALLOW WATER VALVE ACCESS | RIGHTON ELECTRIC INC | R | 0625C | 10 | 1925 | GOUGH ST | 52 |  | ISSUED | 2019-09-06
E201909244392 | 2019-09-24 | PLAN #2505. RESIDENTIAL SOLAR PERMIT. 24 PV MODULES 310 WATTS PER MODULE. 7.44 DC KW YSTEM. | MICHAEL DELP - MAD ENERGY | R | 4086 | 022A | 845 | FLORIDA ST |  |  | ISSUED | 2019-09-24
EW201909163523 | 2019-09-16 | REWIRE KITCHEN BATHROOM SUB PANEL BEDROOM LIVING ROOM EXISTING . UNIT 3 | COPPERGOLD ELECTRIC INC | R | 3636 | 40 | 181 | BARTLETT ST | 0 | 1 | ISSUED | 2019-09-16
EW201909203659 | 2019-09-20 | REWIRE KITCHEN BATHROOM LAUNDRY SUB PANEL BEDROOMS EXISTING. UNIT 9 | COPPERGOLD ELECTRIC INC | R | 3636 | 40 | 181 | BARTLETT ST | 0 | 3 | ISSUED | 2019-09-20
EW201909173558 | 2019-09-17 | COMPLETE WIRING OF 2 BEDROOM 1 BATHROOM 1 LAUNDRY AND HALLWAY | MARTINEZ ELECTRIC CO | R | 2965A | 11 | 58 | ARROYO WY |  | 1 | ISSUED | 2019-09-17
E201909234336 | 2019-09-23 | KITCHEN AND ONE BATH REMODEL. UPGRADE 100 AMPS SUB PANEL | COMARI | R | 52 | 11 | 566 | CHESTNUT ST |  |  | ISSUED | 2019-09-23
E201909254433 | 2019-09-25 | UNIT 2. KITCHEN KID'S BATH GUEST BATH REMODEL. RELOCATE PANEL BOX | G B U CONSTRUCTION DEVELOPMENT | R | 254 | 93 | 849 | MASON ST | 2 |  | ISSUED | 2019-09-25
E201909234375 | 2019-09-23 | DUMMY | AVITA ELECTRIC | R | 3512 | 5 | 1660 | MISSION ST |  |  | FILED | 2019-09-23
E201909164176 | 2019-09-16 | REMODEL 3 BATHROOMS. NEW PLUGS LIGHTS SWITCHES. REMODELING 3 BATHRMS - HALLWAY MASTER AND POWDER RM. HALLWAY BATHRM & POWDER RM WILL HAVE LIKE FOR LIKE REPLACEMENT OF FIXTURES (INC LIGHTS) & FINISHES. HALLWAY DOORWAY WILL BE ENLARGED. MASTERBEDRM WILL INC REPLACEMENT OF (E) FEATURES & MODIFY STANDING SHOWER INTO NEW FOOTPRINT. ALSO WILL REPLACE | SKYLIGHT TOOLS INC | R | 1372 | 83 | 130 | FUNSTON AV |  |  | ISSUED | 2019-09-16
EW201909123502 | 2019-09-12 | UPGRADE 200A SERVICE PANEL | 3 J & Z INC DBA 3 J ELECTRICAL | R | 1798 | 9 | 1335 | 43RD AV |  | 1 | COMPLETE | 2019-09-23
E201909264469 | 2019-09-26 | APT 32: REMODEL KITCHEN & BATHROOM. ADD WASHER/DRYER. NEW PLUGS LIGHTS SWITCHES 60AMP SUBPANEL. | HALYARD INC (SEE NOTE) | R | 319 | 16 | 666 | OFARRELL ST |  |  | ISSUED | 2019-09-26
E201909104041 | 2019-09-10 | KITCHEN AND BATH REMODEL. NEW 60 AMP SUBPANEL | US CONSTRUCTION CALIFORNIA INC | R | 604 | 5 | 2425 | BUCHANAN ST | 0 |  | ISSUED | 2019-09-10
E201909184241 | 2019-09-18 | APT 204: UNIT REMODEL NEW KITCHEN & BATHROOMS ADD WASHER DRYER. NEW 60AMP SUBPANEL CKTS NEW PLUGS LIGHTS SWITCHES. | US CONSTRUCTION CALIFORNIA INC | R | 482 | 7 | 3201 | OCTAVIA ST |  |  | ISSUED | 2019-09-18
E201909093991 | 2019-09-09 | TENANT IMPROVEMENT OF (E) CINEMA THEATER: ALL FLOORS- REPLACE (E) LIGHTS RECEPTACLES IN COMMON AREAS ONLY. | PRESTIGE ELECTRIC SERVICES INC | C | 715 | 16 | 1000 | VAN NESS AV |  | FLOORS 1-8 | ISSUED | 2019-09-09
E201909204298 | 2019-09-20 | UPGRADE ELECTRICAL IN KITCHEN FOR REMODEL. | BMS CAT | R | 1255 | 11 | 1357 | MASONIC AV |  |  | ISSUED | 2019-09-20
E201909264463 | 2019-09-26 | SOLAR PV PLAN 2493 INSTALL 29 MODS 330 W/MOD 9.57 (DC) KW SYS. SERVICE UPGRADE | SOLAR OPTIMUM DESIGN & ELECTRICAL | R | 2311 | 4 | 2227 | 38TH AV |  |  | ISSUED | 2019-09-26
EW201909103425 | 2019-09-10 | 200AMP PANEL UPGRADE | BV ELECTRIC INCORPORATED | R | 3028B | 81 | 31 | VERNA ST |  | 1 | COMPLETE | 2019-09-17
EW201909103411 | 2019-09-10 | SURVEY INSPECTION | BV ELECTRIC INCORPORATED | R | 2660 | 11 | 360 | CORBETT AV |  | 1 | COMPLETE | 2019-09-18
EW201909063369 | 2019-09-06 | SURVEY INSPECTION | BV ELECTRIC INCORPORATED | R | 3759 | 14 | 820 | BRYANT ST |  | 1 | COMPLETE | 2019-09-12
EW201909253753 | 2019-09-25 | COMPLETE REWIRE AND INSTALL NEW CIRCUITS IN THE KITCHEN AND NEW SUB-PANEL IN UNIT 81 | BV ELECTRIC INCORPORATED | R | 2608 | 35 | 79 | PARK HILL AV |  | 1 | ISSUED | 2019-09-25
E201909134123 | 2019-09-13 | UNIT 5: INSTALL WALL HEATER | MACROBUILD CORPORATION | R | 928 | 6 | 3425 | SCOTT ST |  |  | COMPLETE | 2019-09-24
E201909033830 | 2019-09-03 | NEW 100 AMP SERVICE NEW WIRING AND ELECTRICAL FIXTURES AS NEEDED. | WNC CONSTRUCTION INC | R | 5737 | 4 | 620 | PRENTISS ST |  |  | ISSUED | 2019-09-03
E201909063958 | 2019-09-06 | ATTIC REMODEL 2 BEDROOMS 1 GAME ROOM AND 1 BATHROOM | RICHBAY CONSTRUCTION | R | 856 | 17 | 185 | HAIGHT ST | 0 |  | ISSUED | 2019-09-06
E201909063952 | 2019-09-06 | 3 LIGHTS 2 SWITCHES 2 PLUGS FANS | HALPIN CONSTRUCTION LLC
DBA BRITANNIA RE | R | 1761 | 1 | 511 | IRVING ST |  |  | ISSUED | 2019-09-06
E201909033816 | 2019-09-03 | BATHROOM REMODEL IN UNIT 301. NEW WIRING AND ELECTRICAL FIXTURES AS NEEDED. | L T ENERGY CONSTRUCTION SOLUTIONS INC | R | 6528 | 45 | 2987 | MISSION ST | 301 |  | ISSUED | 2019-09-03
E201909114068 | 2019-09-11 | REMOVE AND REPLACE (IX) GFI RECEPTACLE | R F W DESIGN AND RENOVATIONS | R | 3800 | 216 | 888 | 07TH ST | 15 |  | ISSUED | 2019-09-11