## pissued_permits
PIDPMT# | APP_DATE | FST_N | LST_NO | STREET | ST_SFX | UNIT# | STATUS | STATUS_DATE | CONTRACTOR COMPANY | DESCRIPTION
PW20190902581 | 02-SEP-19 | 2603 |  | 33RD | AV |  | COMPLETE | 06-SEP-19 | EARTHQUAKE ENTERPRISES INC DBA HETHERING | WORK CATEGORY: 8P; REMOVE EXISTING BOILER SERIAL# "08/0151" AND REPLACE WITH NEW HOT WATER BOILER
PW20190902582 | 02-SEP-19 | 449 |  | DOUGLASS | ST |  | COMPLETE | 04-SEP-19 | PARKS PLUMBING INC | WORK CATEGORY: 1P; GAS LINE FOR BACKYARD FIREPIT
PMW20190902586 | 02-SEP-19 | 48 |  | CLIFFORD | TR |  | COMPLETE | 11-SEP-19 | SHANE O'MALLEY DBA GREENFLOW HVAC | WORK CATEGORY: 1M; INSTALL HEAT PUMP SYSTEM WITH THREE (3) WALL MOUNTED MINI SPLITS
PW20190902584 | 02-SEP-19 | 333 |  | SCHWERIN | ST |  | ISSUED | 02-SEP-19 | BRIAN FUSCO PLUMBING | WORK CATEGORY: 1P; INSTALL EARTH QUAKE VALVE.
PMW20190902585 | 02-SEP-19 | 408 |  | SANCHEZ | ST | 0 | COMPLETE | 16-SEP-19 | SHANE O'MALLEY DBA GREENFLOW HVAC | WORK CATEGORY: 1M; INSTALL HIGH-EFFICIENCY FURNACE AND DUCTING
PW20190902587 | 02-SEP-19 | 792 |  | CAPP | ST |  | ISSUED | 02-SEP-19 | SMART PLUMBING PROJECT INC | WORK CATEGORY: 2PB; NEW PLUMBING SYSTEM FOR 3 UNITS FROM UNDERGROUND TO FINAL WORK. DRAINS VENTS WATER AND GAS LINES ARE INCLUDE. NEW LATERAL WASTE AND STORM LINES WILL BE COMBINED TO STREET.
PW20190902583 | 02-SEP-19 | 13 |  | PRESIDIO | TR |  | ISSUED | 02-SEP-19 | BRIAN FUSCO PLUMBING | WORK CATEGORY: 2PB; WHOLE HOUSE REMODEL
PP20190903009 | 03-SEP-19 | 1564 |  | BUSH | ST |  | POS SENT | 03-SEP-19 | NELSON JAMESON CONSTRUCTION INC | REMODELING KITCHENETTE AND BATHROOM
PP20190903017 | 03-SEP-19 | 824 |  | HYDE | ST |  | ISSUED | 03-SEP-19 | JADE PLUMBING COMPANY INC | INSTALL WASTE & VENT PIPE DOMESTIC HOT & COLD WATER PIPE & GAS PIPE ON ENTIRE BLDG.
PP20190903011 | 03-SEP-19 | 645 |  | STOCKTON | ST | 201 | ISSUED | 03-SEP-19 | CASLEZ CONSTRUCTION INC | UNIT 201. RELOCATE KITCHEN REHAB (E) BATHROOM INSTALL WASHER & DRYER.
PM20190903042 | 03-SEP-19 | 283 |  | MANGELS | AV |  | ISSUED | 03-SEP-19 | LISHENG CONSTRUCTION CO. | NEW FURNACE
PW20190903611 | 03-SEP-19 | 33 |  | KEARNY | ST |  | COMPLETE | 06-SEP-19 | AAA RESTAURANT FIRE CONTROL/DBA AAA FIRE | WORK CATEGORY: 4PA; INSTALLATION OF APPROX (17) SPRINKLERS - BASEMENT ONLY
PW20190903622 | 03-SEP-19 | 1038 |  | MISSION | ST |  | ISSUED | 03-SEP-19 | RCM FIRE PROTECTION INC. | WORK CATEGORY: 4PA; FIRE SPRINKLERS
PP20190903027 | 03-SEP-19 | 1564 |  | BUSH | ST |  | ISSUED | 03-SEP-19 | NELSON JAMESON CONSTRUCTION INC | REPLACE EXTG RESTROOM WITH ACCESSIBLE RESTROOM.
PP20190903995 | 03-SEP-19 | 1545 |  | EDDY | ST | S2-426 | COMPLETE | 26-SEP-19 | PS2 INC | P-TRAPS TO BE REMOVED AND REPLACE IN KITCHEN AND BATHROOM.
PP20190903038 | 03-SEP-19 | 251 |  | TINGLEY | ST |  | COMPLETE | 04-SEP-19 | C B PLUMBING (SEE ID & CONTRACTOR'S NOTE | PUT UP CODE GAS LINE FOR ONE DRYER ONE FURNACE ONE WATER HEATER
PP20190903020 | 03-SEP-19 | 4740 |  | BALBOA | ST |  | ISSUED | 04-SEP-19 | METRO GENERAL CONSTRUCTION INC | UNIT 302: REMODEL KITCHEN & BATHROOM
PW20190903627 | 03-SEP-19 | 1880 |  | JACKSON | ST | 402 | ISSUED | 03-SEP-19 | RIFF RAFF PLUMBING | WORK CATEGORY: 1P; KITCHEN REMODEL
PP20190903029 | 03-SEP-19 | 534 |  | LIBERTY | ST |  | ISSUED | 03-SEP-19 | PRIOR CONSTRUCTION | REPLACE CLAY SEWER LINE AND HOUSE TRAP WITH HDFE PIPE AN CAST IRON HOUSE TRAP.
PP20190903004 | 03-SEP-19 | 690 |  | MARKET | ST | 101 | COMPLETE | 12-SEP-19 | CITY MECHANICAL INC | (1) NEW BACKFLOW DEVICE INSTALLED BY OTHERS.
PP20190903036 | 03-SEP-19 | 2275 |  | 26TH | AV |  | ISSUED | 03-SEP-19 | THE GREAT OCEAN GENERAL CONTRACTOR | REMODEL BATHROOM WITH SHOWR PAN NEW FIXTURES: NEW TOILET VANITY SINK FIXTURES.
PP20190903014 | 03-SEP-19 | 935 |  | NORTH POINT | ST |  | ISSUED | 03-SEP-19 | RICO'S GENERAL CONSTRUCTION | LOWER UNIT - MINOR PLUMBING MODIFICATION. HALF BATH CONVERT TO FULL BATH
PP20190903002 | 03-SEP-19 | 555 |  | 07TH | ST |  | ISSUED | 02-OCT-19 | CCSF DPW-BBR STEAMFITTERS/PLUMBERS | REMOVE & REPLACE BOILER. REPLACE OLD S/N 1186106026 WITH NEW S/N 1906490864.
PP20190903018 | 03-SEP-19 | 1700 |  | MARKET | ST | 0 | ISSUED | 03-SEP-19 | TONY NG PLUMBING CO | INSTALL AUTO FIRE SPRINKLER ON ENTIRE BLDG.
PMW20190903594 | 03-SEP-19 | 2762 |  | BRODERICK | ST |  | COMPLETE | 09-SEP-19 | SCHMITT HEATING CO INC | WORK CATEGORY: 1M; REPLACE EXISTING FURNACE WITH NEW AND ADD ONE NEW CONDENSATE DRAIN LINE TO EXISTING DRAIN.
PP20190903993 | 03-SEP-19 | 731 |  | 44TH | AV |  | COMPLETE | 09-SEP-19 | NEIGHBORHOOD PLUMBING | TO CORRECT NOV 201773411 FOR LEGALIZING ILLEGAL KITCHEN
PW20190903597 | 03-SEP-19 | 155 |  | MONTGOMERY | ST |  | ISSUED | 03-SEP-19 | E. MITCHELL INC. | WORK CATEGORY: 2PA; PLUMBING FOR BREAKROOM SINK
PW20190903621 | 03-SEP-19 | 845 |  | MARKET | ST |  | ISSUED | 03-SEP-19 | RCM FIRE PROTECTION INC. | WORK CATEGORY: 4PA; FIRE SPRINKLER
PW20190903608 | 03-SEP-19 | 2328 |  | ALEMANY | BL |  | ISSUED | 03-SEP-19 | J M PACIFIC BAY PLUMBING INC | WORK CATEGORY: 1P; 1 INCH PIPE SIZE UPGRADE DUE TO THE PIPE BURST BY PG&E
PW20190903606 | 03-SEP-19 | 30 |  | RICKARD | ST |  | ISSUED | 03-SEP-19 | BACKFLOW PREVENTION SPECIALISTS INC | WORK CATEGORY: 11P; REPLACE ONE (1) 1.5" FEBCO 825Y SN# A120627 WITH ONE (1) 1.5" WILKINS 375XLB LOCATED AT ON THE IRRIGATION WATER SUPPLY BEHIND THE BLACK FENCE IN A CAGE AT 30 RICKARD STREET.
PP20190903007 | 03-SEP-19 | 138 |  | 23RD | AV |  | COMPLETE | 16-SEP-19 | ELISHA MAYOST | RENEW EXPIRED PLUMBING PERMIT PP20180416557 FOR FINAL INSPECTION.
PW20190903602 | 03-SEP-19 | 1259 |  | 09TH | AV |  | COMPLETE | 09-SEP-19 | ACME BAY AREA BACKFLOW | WORK CATEGORY: 2PA; BAACKFLOW DEVICE
PP20190903998 | 03-SEP-19 | 2987 |  | MISSION | ST | 301 | ISSUED | 03-SEP-19 | L T ENERGY CONSTRUCTION SOLUTIONS INC | BATHROOM REMODLE. NEW PLUMBING AND PLUMBING FIXTURES AS NEEDED.
PW20190903598 | 03-SEP-19 | 3639 |  | 20TH | ST |  | ISSUED | 03-SEP-19 | JOE WATTERSON PLUMBING | WORK CATEGORY: 2PA; INSTALL RADIANT HEAT SYSTEM
PW20190903591 | 03-SEP-19 | 290 |  | MAGELLAN | AV |  | COMPLETE | 10-SEP-19 | ARB INC | WORK CATEGORY: 1P; GAS HOUSELINE EXT
PM20190903013 | 03-SEP-19 | 620 |  | PRENTISS | ST |  | ISSUED | 03-SEP-19 | WNC CONSTRUCTION INC | INSTALL NEW FURNACE. NEW DUCTING AS NEEDED.
PW20190903630 | 03-SEP-19 | 2565 |  | 03RD | ST |  | COMPLETE | 04-SEP-19 | PRECISION PLUMBING | WORK CATEGORY: 5P; INSTALL REQUIRED PLUMBING FOR ONE TILT SKILLET DRAIN ONE FLOOR DRAIN TWO HAND WASH SINKS ONE PREP SINK INSTALL NEW NATURAL GAS COMMERCIAL WATER HEATER EXTEND EXISTING GAS PIPING TO ACCOMMODATE COOKLINE EQUIPMENT WATER SUPPLY FOR HVAC SYSTEM BATHROOM AND EXISTING KITCHEN TO REMAIN AS IS.
PW20190903601 | 03-SEP-19 | 1981 |  | UNION | ST | 0 | ISSUED | 03-SEP-19 | BACKFLOW PREVENTION SPECIALISTS INC | WORK CATEGORY: 11P; REPLACE ONE (1) 4" WILKINS 350ASTDA DCDA SN# 890B AND ITS BYPASS SN#3769500 LOCATED ON THE MAIN FIRE WATER SERVICE IN THE FRONT OF THE STORE.
PW20190903632 | 03-SEP-19 | 1300 |  | MASONIC | AV |  | ISSUED | 03-SEP-19 | HONG WEI CONSTRUCTION INC | WORK CATEGORY: 2PB; INSTALL FIRE SPRINKLER SYSTEM AND UNDERGROUND 2'' PIPE.
PP20190903037 | 03-SEP-19 | 255 |  | KING | ST |  | COMPLETE | 13-SEP-19 | D M BUILDERS | UNIT 706 - REMODEL KITCHEN AND BATH. REPLACE KITCHEN & BATH SINKS FAUCETS AND SUPPLY LINES. INSTALL BATH AND SHOWER TRIM
PP20190903024 | 03-SEP-19 | 250 |  | TOCOLOMA | AV |  | ISSUED | 03-SEP-19 | DELEON PLUMBING | NEW BATHROOM AND KITCHEN IN GROUND FLOOR. HYDRONIC INSTALLATION WITH COMBO BOILER.
PP20190903034 | 03-SEP-19 | 201 |  | 03RD | ST |  | ISSUED | 03-SEP-19 | WESTERN ALLIED MECHANICAL INC. | REMOVING OLD HEATING HOT WATER BOILER PERMIT TO OPERATE FROM SF DBI SYSTEM. OWNER DEMO'D 1 BOILER. WESTERN ALLIED MECHANICAL INSTALLED 2 (N) BOILERS
PM20190903039 | 03-SEP-19 | 2505 |  | DIVISADERO | ST |  | COMPLETE | 26-SEP-19 | WARM SOLUTIONS / AMERICAN CHIMENY SVCS | INSTALL GAS FIREPLACE
PP20190903025 | 03-SEP-19 | 68 |  | AGUA | WY |  | ISSUED | 03-SEP-19 | OPUS PACIFIC DEVELOPMENT | NEW LOWER FLOOR REMODEL WITH 2 NEW BATHROOM NEW CENTRAL HEAT UNIT NEW TRAP-VAULT IN THE GARUAGE NEW LAUNDRY ROOM AND 2/F NEW KICHEN. UG CONNECTION INCLUDING 1 SHOWER PAN.
PW20190903613 | 03-SEP-19 | 2245 |  | FRANKLIN | ST | 0 | ISSUED | 03-SEP-19 | F W H ACQUISITION CO LLC DBA FAST WATER | WORK CATEGORY: 1P; REMOVE/REPLACE GAS WATER HEATER
PP20190903035 | 03-SEP-19 | 255 |  | KING | ST |  | COMPLETE | 11-SEP-19 | D M BUILDERS | UNIT 704 - KITCHEN AND BATH REMODEL. REPLACE KITCHEN AND BATH SINK FAUCETS SUPPLY LINES. INSTALL BATHROOM TRIM & SHOWER TRIM
PW20190903625 | 03-SEP-19 | 2310 |  | MARKET | ST |  | ISSUED | 03-SEP-19 | DEJAGER & REILLY PLUMBING & HEATING | WORK CATEGORY: 2PA; NEW BATHROOM INSTALLATION. ON-SITE CONTACT 510-508-6705.
PP20190903010 | 03-SEP-19 | 645 |  | STOCKTON | ST | 902 | ISSUED | 03-SEP-19 | CASLEZ CONSTRUCTION INC | REMODEL (E) BATHROOM & KITCHEN. ADD LAUNDRY BOX.
PP20190903006 | 03-SEP-19 | 1959 | 1961 | OAKDALE | AV |  | ISSUED | 03-SEP-19 | NATIONAL PLUMBING | NEW BUILDING FOUR AND HALF BATHROOMS TWO KITCHENS TWO SETS WASHER AND DRYER FLOOR AND RAIN DRAINS HOUSE TRAP TWO GAS LINES AND TWO WATER LINES. 3 SHOWER PAN
PMW20190903616 | 03-SEP-19 | 1543 |  | MISSION | ST |  | COMPLETE | 11-SEP-19 | SCHMITT HEATING CO INC | WORK CATEGORY: 5M; TOP FLOOR: REPLACE EXISTING HEATING/COOLING SYSTEM WITH NEW. INSTALL NEW CONDENSATE DRAIN.
PP20190903022 | 03-SEP-19 | 550 |  | 15TH | ST |  | ISSUED | 03-SEP-19 | ACME BAY AREA BACKFLOW | BACKFLOW
PP20190903999 | 03-SEP-19 | 1345 |  | FILLMORE | ST | F1-311 | COMPLETE | 26-SEP-19 | PS2 INC | P-TRAPS TO BE REMOVED AND REPLACE IN KITCHEN AND BATHROOM.
PW20190903631 | 03-SEP-19 | 2565 |  | 03RD | ST |  | ISSUED | 03-SEP-19 | PRECISION PLUMBING | WORK CATEGORY: 5P; INSTALL REQUIRED PLUMBING FOR NEW COMMERCIAL KITCHEN AND BATHROOMS EXTEND EXISTING GAS SUPPLY PIPING AND INSTALL NEW GAS REGULATOR W/VENTING NEW COMMERCIAL GAS WATER HEATER TWO TOILETS TWO LAVATORIES ONE SHOWER ONE DISHWASHER ONE THREE COMP. SINK W/AUTO GREASE TRAP ONE PREP SINK THREE HAND WASH SINKS ONE MOP SINK ONE LAUNDRY BOX DRAINS FOR HVAC EQUIPMENT AND WALK-IN COOLERS.
PW20190903603 | 03-SEP-19 | 4800 |  | CALIFORNIA | ST |  | COMPLETE | 10-SEP-19 | O LEARY PLUMBING INC | WORK CATEGORY: 1P; INSTALL NEW WATER HEATER.
PW20190903612 | 03-SEP-19 | 778 |  | BROADWAY | * |  | ISSUED | 03-SEP-19 | ALANSI'S ROOTER & PLUMBING | WORK CATEGORY: 1P; REPLACED GAS LINE FROM THE METER TO ABOVE GROUND.
PP20190903005 | 03-SEP-19 | 1090 |  | EDDY | ST | 106 | ISSUED | 03-SEP-19 | KADIMA-SCHOEPP INC | 1/2 BATH SHOWER PAN LAUNDRY WASHER AND DRYER.
PW20190903614 | 03-SEP-19 | 259 |  | CASTENADA | AV |  | COMPLETE | 05-SEP-19 | ARS INC. DBA RESCUE ROOTER | WORK CATEGORY: 1P; REPLACEMENT OF RAIN GUTTERS INSIDE GARAGE AND TIE-IN TO MAIN LINE.
PP20190903001 | 03-SEP-19 | 1550 |  | EDDY | ST | S2-311 | COMPLETE | 26-SEP-19 | PS2 INC | P-TRAPS TO BE REMOVED AND REPLACE IN KITCHEN AND BATHROOM.
PP20190903008 | 03-SEP-19 | 1111 |  | TARAVAL | ST |  | ISSUED | 03-SEP-19 | KING'S CONSTRUCTION CO | UPDATE ACCESSIBILITY/RESTROOM NEW KITCHEN EQUIPMENTS WASH/PRET AREA & NEW SERVICE COUNTER
PW20190903609 | 03-SEP-19 | 100 |  | POTRERO | AV |  | ISSUED | 03-SEP-19 | ACCO ENGINEERED SYSTEMS INC. | WORK CATEGORY: 2PB; WORK INCLUDESUNDERGROUND WASTE VENT AND TRAP PRIMER PIPING TO SUPPORT PLUMBING FIXTURES ON LEVEL 1. PLUMBING FIXTURE COUNTS INCLUDE (6) SINKS (2) FLOOR SINKS AND (1) MOP SINK.
PP20190903023 | 03-SEP-19 | 718 |  | 32ND | AV |  | ISSUED | 03-SEP-19 | OLIVE CONSTRUCTION CORP | NEW WASHER AND DRYER INSTALLATION
PP20190903032 | 03-SEP-19 | 1133 |  | FELL | ST | 1 | ISSUED | 03-SEP-19 | RELIABLE CONSTRUCTION INC | UNIT #1: KITCHEN AND BATH REMODEL IN KIND. ADD LAUNDRY.
PW20190903596 | 03-SEP-19 | 969 |  | FOLSOM | ST |  | ISSUED | 03-SEP-19 | PRECISION PLUMBING | WORK CATEGORY: 5P; INSTALL REQUIRED PLUMBING FOR THREE NEW ADA BATHROOMS AND ONE KITCHEN SINK CONNECT TO EXISTING UNDERGROUND PLUMBING INSTALL NEW ELECTRIC WATER HEATER.
PP20190903997 | 03-SEP-19 | 1510 |  | EDDY | ST | T2-405 | COMPLETE | 25-SEP-19 | PS2 INC | P-TRAPS TO BE REMOVED AND REPLACE IN KITCHEN AND BATHROOM.
PW20190903623 | 03-SEP-19 | 845 |  | MARKET | ST |  | COMPLETE | 13-SEP-19 | RCM FIRE PROTECTION INC. | WORK CATEGORY: 4PA; FIRE SPRINKLERS
PP20190903026 | 03-SEP-19 | 1020 |  | GOETTINGEN | ST |  | ISSUED | 03-SEP-19 | DELEON PLUMBING | NEW BATHROOM IN GROUND FLOOR
PW20190903600 | 03-SEP-19 | 1715 |  | OCTAVIA | ST |  | ISSUED | 03-SEP-19 | POTTER FIRE PROTECTION | WORK CATEGORY: 4PB; RELOCATE (39) AND ADD (3) FIRE SPRINKLERS.REF. PERMIT #2019-0612-3274
PW20190903588 | 03-SEP-19 | 120 |  | PACHECO | ST |  | COMPLETE | 09-SEP-19 | ARB INC | WORK CATEGORY: 1P; GAS HOUSELINE EXT
PW20190903604 | 03-SEP-19 | 1 |  | EMBARCADERO CENTER | * |  | COMPLETE | 24-SEP-19 | CITY PREFERRED PLUMBING INC | WORK CATEGORY: 5P; 1 EMBARCADERO SUITE 710. INSTALL NEW ALL ASSOCIATED PLUMBING FOR (1) KITCHEN PANTRY SINK AND (1) PRV STATION. INSTALL NEW SINK FAUCET CHRONOMITE GARBAGE DISPOSAL ANGLE STOPS P-TRAP AND HANDICAP WRAP.
PP20190903021 | 03-SEP-19 | 1101 |  | GEARY | BL |  | COMPLETE | 04-SEP-19 | SUPERIOR PLUMBING & FIRE PROTECTION | REPLACE FAULTY OLD BACK FLOW DOUBLE WITH NEW DERINGER 4"
PW20190903607 | 03-SEP-19 | 260 |  | TOWNSEND | ST |  | COMPLETE | 13-SEP-19 | BACKFLOW PREVENTION SPECIALISTS INC | WORK CATEGORY: 11P; REPLACE ONE (1) 1" WILKINS 975XL BACKFLOW SN# 1385800 WITH ONE (1) WILKINS 375XLB BACKFLOW LOCATED ON THE CHILLER MAKE UP WATER SERVICE ON THE ROOF
PW20190903592 | 03-SEP-19 | 298 |  | MAGELLAN | AV |  | COMPLETE | 10-SEP-19 | ARB INC | WORK CATEGORY: 1P; GAS HOUSELINE EXT
PMW20190903617 | 03-SEP-19 | 2939 |  | WEBSTER | ST |  | COMPLETE | 10-SEP-19 | SCHMITT HEATING CO INC | WORK CATEGORY: 1M; INSPECTION SERVICES FOR RELOCATION OF EXISTING FURNACE TO NEW LOCATION AND INSTALL NEW CONDENSATE DRAIN LINE IN CONJUNCTION WITH BUILDING DEPARTMENT PERMIT #201905221391.
PP20190903031 | 03-SEP-19 | 4621 |  | 18TH | ST | 0 | ISSUED | 03-SEP-19 | BLACKLINE CONSTRUCTION | KITCHEN REMODEL.
PP20190903992 | 03-SEP-19 | 1953 |  | 17TH | AV |  | COMPLETE | 09-SEP-19 | ONE SOURCE PLUMBING AND ROOTER | SEWER LATERAL AND HOUSE TRAP.
PW20190903635 | 03-SEP-19 | 2223 |  | CECILIA | AV |  | ISSUED | 03-SEP-19 | EVERLAST PLUMBING *SEE NOTES* | WORK CATEGORY: 1P; ROUGH AND FINISH PLUMBING FOR BATHROOM LAUNDRY BOX AND TRENCH DRAIN NEW WATER LINE FROM METER TO HOUSE
PMW20190903633 | 03-SEP-19 | 412 |  | ANDERSON | ST |  | ISSUED | 03-SEP-19 | M C L HEATING & AIR CONDITIONING INC | WORK CATEGORY: 1M; INSTALL HIGH EFFICIENCY FURNACE HEATING SYSTEM VENT WATER HEATER.
PP20190903030 | 03-SEP-19 | 1 |  | SAINT FRANCIS | PL | 5506 | ISSUED | 03-SEP-19 | WEST PRO BUILDERS | BLDG 5 UNIT 5506: KITCHEN AND BATH RENOVATION REPLACE ANGLE VALVE SINK WASHER AND DRYER TUB TOILET.
PP20190903996 | 03-SEP-19 | 1755 |  | OFARRELL | ST | T1-401 | COMPLETE | 26-SEP-19 | PS2 INC | P-TRAPS TO BE REMOVED AND REPLACE IN KITCHEN AND BATHROOM.
PW20190903629 | 03-SEP-19 | 1524 |  | 18TH | AV |  | COMPLETE | 05-SEP-19 | A B PLUMBING | WORK CATEGORY: 2PA; SEWER REPAIR
PW20190903628 | 03-SEP-19 | 2023 |  | PACIFIC | AV | 0 | ISSUED | 03-SEP-19 | RIFF RAFF PLUMBING | WORK CATEGORY: 1P; 2 BATHROOMS REMODEL
PW20190903624 | 03-SEP-19 | 845 |  | MARKET | ST |  | COMPLETE | 25-SEP-19 | RCM FIRE PROTECTION INC. | WORK CATEGORY: 4PA; FIRE SPRINKLERS
PW20190903620 | 03-SEP-19 | 625 |  | MARKET | ST |  | ISSUED | 03-SEP-19 | INCOM MECHANICAL INC | WORK CATEGORY: 2PA; PLUMBING PERMIT FOR FIRE SPRINKLER HANGERS.
PP20190903033 | 03-SEP-19 | 214 |  | ROOSEVELT | WY | 0 | ISSUED | 03-SEP-19 | B-SIDE INC. | REHAB 2 EXISTING BATHROOM. NEW PLUMBING AND PLUMBING FIXTURES AS NEEDED.
PW20190903615 | 03-SEP-19 | 225 |  | BUSH | ST |  | ISSUED | 03-SEP-19 | R L H FIRE PROTECTION INC | WORK CATEGORY: 4PB; 7 RELOCATE PENDENT 19 ADDED PENDENT 2 RELOCATED UPRIGHT 3 ADDED UPRIGHT AND 1 RELOCATED SIDEWALL SPRINKLERS.
PP20190903040 | 03-SEP-19 | 701 |  | MINNA | ST | 2 | ISSUED | 03-SEP-19 | INNOVATION PLUMBING AND ROOTER | INSTALL NEW SHOWER VALVE AND SHOWER PAN
PW20190903590 | 03-SEP-19 | 140 |  | PACHECO | ST |  | COMPLETE | 10-SEP-19 | ARB INC | WORK CATEGORY: 1P; GAS HOUSELINE EXT
PMW20190903593 | 03-SEP-19 | 2760 |  | BRODERICK | ST |  | COMPLETE | 09-SEP-19 | SCHMITT HEATING CO INC | WORK CATEGORY: 1M; REPLACE EXISTING FURNACE WITH NEW AND ADD 1 NEW CONDENSATE DRAIN LINE TO EXISTING DRAIN.
PW20190903619 | 03-SEP-19 | 625 |  | MARKET | ST |  | ISSUED | 03-SEP-19 | INCOM MECHANICAL INC | WORK CATEGORY: 2PA; PLUMBING REMODEL FOR 15TH FLOOR.
PP20190903041 | 03-SEP-19 | 283 |  | MANGELS | AV |  | ISSUED | 03-SEP-19 | LISHENG CONSTRUCTION CO. | CONSTRUCT NEW HABITABLE AREA ON GROUND FLOOR. NEW WATER HEATER 1 SHOWER PAN AND 1 NEW BATH. UNDER GROUND WORK.
PW20190903634 | 03-SEP-19 | 31 |  | MULLEN | AV |  | ISSUED | 03-SEP-19 | CITY PLUMBING COMPANY | WORK CATEGORY: 2PA; REMODEL LAUNDRY RELOCATED WATER HEATER & A UTILITY SINK REMODEL THE BATHROOM WITH ONE SHOWER
PP20190903015 | 03-SEP-19 | 1 |  | JONES | ST |  | ISSUED | 03-SEP-19 | JADE PLUMBING COMPANY INC | INSTALL ONE LINE GAS PIPE FROM BASEMENT UP TO ROOF. CONNECT ONE FIRE PIT ONLY. INSTALL SEWAGE PIPE TO NEW KITCHEN CONNECT ONE 3 COMPARTMENT SINK. ONE PRE-SIN ONE FLOOR SINK ONE FLOOR DRAIN ONE HAND SINK & ONE MOP SINK.
PP20190903994 | 03-SEP-19 | 139 |  | GLADEVIEW | WY |  | ISSUED | 03-SEP-19 | D L CONSTRUCTION | REMODEL 2 EXISTING BATHS & 1 KITCHEN. BUILD 1 NEW FULL BATH. BUILD 1 NEW LAUNDRY ROOM.
PP20190903003 | 03-SEP-19 | 2765 |  | HYDE | ST |  | COMPLETE | 25-SEP-19 | TERRA NOVA INDUSTRIES | SURVEY ONLY
PP20190903019 | 03-SEP-19 | 400 |  | DUBOCE | AV | 311 | ISSUED | 03-SEP-19 | B-SIDE INC. | UPGRADE (E) WASHER/DRYER.
PW20190903599 | 03-SEP-19 | 2175 |  | MARKET | ST |  | COMPLETE | 05-SEP-19 | MADDEN PLUMBING LLC | WORK CATEGORY: 2PA; PROVIDE COMPLETE OVERHEAD SPRINKLER SYSTEM FROM EXISTING SERVICES.
PW20190903626 | 03-SEP-19 | 2007 |  | PACIFIC | AV | 0 | COMPLETE | 24-SEP-19 | DEJAGER & REILLY PLUMBING & HEATING | WORK CATEGORY: 8P; INSTALLING HOT WATER BOILER AND 120GAL. WATER STORAGE TANK.
PP20190903016 | 03-SEP-19 | 1145 |  | POLK | ST |  | ISSUED | 03-SEP-19 | JADE PLUMBING COMPANY INC | NEW PLUMBING WORKS. INSTALL WASTE & VENT DOMESTIC HOT & COLD WATER & GAS PIPE ON ENTIRE BLDG.
PW20190903595 | 03-SEP-19 | 136 |  | KING | ST |  | ISSUED | 03-SEP-19 | GREENE & COMPANY INC | WORK CATEGORY: 2PA; ADD ONE ADA RESTROOM
PW20190903589 | 03-SEP-19 | 135 |  | PACHECO | ST |  | COMPLETE | 09-SEP-19 | ARB INC | WORK CATEGORY: 1P; GAS HOUSELINE EXT
PW20190903618 | 03-SEP-19 | 721 |  | ASHBURY | ST |  | ISSUED | 03-SEP-19 | O'CONNOR PLUMBING & FIRE PROTECTION | WORK CATEGORY: 4PA; PROVIDE FIRE SPRINKLER PROTECTION ON GROUND FLOOR AND UNDERGROUND FIRE SERVICE PER NFPA #24
PW20190903605 | 03-SEP-19 | 592 |  | UTAH | ST |  | COMPLETE | 26-SEP-19 | BACKFLOW PREVENTION SPECIALISTS INC | WORK CATEGORY: 11P; REPLACE ONE (1) 2" WILKINS 975XL SERIAL # 3092543 LOCATED ON THE IRRIGATION WATER SERVICE ACROSS FROM 592 UTAH STREET IN A CAGE NEAR THE SIDEWALK IN A PLANTER BOX.
PW20190903610 | 03-SEP-19 | 1634 |  | 35TH | AV |  | ISSUED | 03-SEP-19 | RUBY PLUMBING & ELECTRICAL | WORK CATEGORY: 2PA; ADD FULL BATH ROOM RECONFIGURE (E) BATHROOM AT 2ND FLOOR REMODEL KITCHEN AT 2ND FLOOR.
PP20190903012 | 03-SEP-19 | 620 |  | PRENTISS | ST |  | ISSUED | 03-SEP-19 | WNC CONSTRUCTION INC | INSTALLATION OF NEW TANKLESS WATER HEATER ADD NEW BATHROOM @ GARAGE LEVEL. NEW PLUMBING AND PLUMBING FIXTURES AS NEEDED. NEW SHOWER PAN. UNDER GROUND WORK.
PP20190903028 | 03-SEP-19 | 1600 |  | WEBSTER | ST | 405 | ISSUED | 03-SEP-19 | 3D REMODELING INC | CONDO KITCHEN REMODEL R&R APPLIANCES IN SAME LOCATION SINK AND DISHWASHER.
PMW20190904644 | 04-SEP-19 | 1743 |  | 48TH | AV |  | COMPLETE | 06-SEP-19 | PENINSULA HEATING | WORK CATEGORY: 1M; REPLACE EXISTING HEATER AND FLUE LINER
PW20190904669 | 04-SEP-19 | 555 |  | MONTGOMERY | ST |  | COMPLETE | 13-SEP-19 | AYOOB & PEERY PLUMBING | WORK CATEGORY: 4PB; 16TH FLOOR: ADD (2) RELOCATE (55) AND PLUG (12) SPRINKLERS TO CONFORM WITH THE NEW WALL/CEILING LAYOUT OF THE TENANT IMPROVEMENT. REF#: 2019-0820-9347 JOB#: 19-696.
PW20190904670 | 04-SEP-19 | 112 |  | CONGDON | ST |  | COMPLETE | 16-SEP-19 | STAR ROOTER AND PLUMBING INC. | WORK CATEGORY: 1P; SEWER REPLACEMENT FROM THE BUILDING EXTENDING TO THE CURB VIA OPEN TRENCH APPROX. 15FT-25FT
PW20190904660 | 04-SEP-19 | 1400 |  | HOLLOWAY | AV |  | ISSUED | 04-SEP-19 | ATLAS PLUMBING AND ROOTER | WORK CATEGORY: 1P; SEWER/HOUSETRAP REPLACEMENT
PW20190904668 | 04-SEP-19 | 4 |  | EMBARCADERO CENTER | * |  | COMPLETE | 23-SEP-19 | AYOOB & PEERY PLUMBING | WORK CATEGORY: 4PB; 25TH FLOOR: ADD (122) RELOCATE (102) AND REMOVE (23) SPRINKLERS PER TENANT IMPROVEMENTS. REF#: 2019-0808-8303 JOB#: 19-690
PW20190904674 | 04-SEP-19 | 575 |  | MARKET | ST |  | ISSUED | 04-SEP-19 | PIONEER FIRE INC. | WORK CATEGORY: 4PB; 18TH FLOOR
PP20190904067 | 04-SEP-19 | 588 |  | COLE | ST |  | ISSUED | 04-SEP-19 | PRONTITO PLUMBING*** SEE NOTES*** | REPLACE HOUSE TRAP ON SIDE WALK
PP20190904069 | 04-SEP-19 | 402 |  | LOMBARD | ST |  | ISSUED | 04-SEP-19 | GMBC CONSTRUCTION INC | TURN SINGLE SINK VANITY TO DUAL SINK REMODEL.
PW20190904641 | 04-SEP-19 | 3919 |  | WASHINGTON | ST |  | ISSUED | 04-SEP-19 | FERGAL BURKE PLUMBING | WORK CATEGORY: 2PB; INSTALL NEW PLUMBING THROUGHOUT HOUSE INSTALL NEW RADIANT HEATING SYSTEM WITH BOILER AND INDIRECT WATERHEATER
PW20190904652 | 04-SEP-19 | 1 |  | FRONT | ST |  | COMPLETE | 10-SEP-19 | AYOOB & PEERY PLUMBING | WORK CATEGORY: 4PB; 18TH FLOOR: ADD (13) RELOCATE (108) AND PLUG (16) SPRINKLERS TO CONFORM WITH THE NEW WALL/CEILING LAYOUT OF THE TENANT IMPROVEMENT. REF#: 2019-0822-9620 JOB#: 19-705
PW20190904649 | 04-SEP-19 | 417 |  | LINDEN | ST |  | COMPLETE | 12-SEP-19 | LEV'S PLUMBING CO | WORK CATEGORY: 1P; REPLACE LEAKING WATER HEATER WITH NEW
PP20190904061 | 04-SEP-19 | 2 |  | PEARL | ST | 2 | ISSUED | 04-SEP-19 | KOLBY DEVELOPMENT | REMOVE EXISTING SHOWER TOILET SINK. REPLACE WITH PREFAB SHOWER BASE SHOWER VALVE TOILET AND SINK.
PW20190904645 | 04-SEP-19 | 2138 |  | 22ND | AV |  | ISSUED | 04-SEP-19 | AFFORDABLE WATER HEATERS AND PLUMBING IN | WORK CATEGORY: 1P; REPLACE WATER HEATER SAME LOCATION
PP20190904058 | 04-SEP-19 | 125 |  | MASONIC | AV |  | ISSUED | 04-SEP-19 | AMERICAN BUILDERS | INSTALL HIGH EFFICIENCY TANKLESS WATER HEATER. UPSIZE GAS LINE
PP20190904080 | 04-SEP-19 | 1125 |  | BROADWAY | * | 105 | ISSUED | 04-SEP-19 | AXEL8 CONSTRUCTION | APT 105: CONVET (E) KITCHEN INTO BEDROOM. RELOCATE KITCHEN REHAB (E) BATHROOM. INSTALL WASHER/DRYER.
PP20190904066 | 04-SEP-19 | 3259 |  | MISSION | ST |  | COMPLETE | 06-SEP-19 | PRONTITO PLUMBING*** SEE NOTES*** | REPLACE TWO PLASTIC P TRAPS IN KITCHEN AND BATHROOM
PW20190904677 | 04-SEP-19 | 3636 |  | 21ST | ST |  | ISSUED | 04-SEP-19 | MADDEN PLUMBING LLC | WORK CATEGORY: 2PB; OVERHEAD SPRINKLER SYSTEM/ UNDERGROUND
PP20190904078 | 04-SEP-19 | 610 |  | CLIPPER | ST |  | ISSUED | 04-SEP-19 | AXEL8 CONSTRUCTION | INSTALL NEW BATHROOM. REHAB (E) BATHROOM & KITCHEN. INSTALL WASHER/DRYER.
PP20190904074 | 04-SEP-19 | 1585 |  | 16TH | AV |  | COMPLETE | 11-SEP-19 | PREMIER TILE | WATER PROOFING SHOWER PAN LINER FOR INSPECTION
PP20190904056 | 04-SEP-19 | 84 |  | ENTRADA | CT |  | ISSUED | 04-SEP-19 | GREEN BAY REMODELING INC | REMODEL BATHROOM.
PP20190904060 | 04-SEP-19 | 1807 |  | BROADWAY | * |  | ISSUED | 04-SEP-19 | BAY C T CONSTRUCTION INC | UNIT 1: TO RENEW PP#20170829308 (RELOCATE KITCHEN CONVERT CURRENT KITCHEN LOCATION TO BEDROOM ADD NEW BATH AND LAUNDRY ROOM)
PP20190904082 | 04-SEP-19 | 416 |  | ATHENS | ST |  | COMPLETE | 12-SEP-19 | SMELLY MEL'S | REPLACE SEWER AND HOUSE TRAP
PM20190904063 | 04-SEP-19 | 1807 |  | BROADWAY | * |  | ISSUED | 04-SEP-19 | BAY C T CONSTRUCTION INC | UNIT 1: TO RENEW PM20170829309 (REPLACE HEATER)
PW20190904681 | 04-SEP-19 | 545 |  | LATHROP | AV |  | ISSUED | 04-SEP-19 | O'GRADY PLUMBING | WORK CATEGORY: 1P; SEWER REPAIR.
PP20190904075 | 04-SEP-19 | 201 |  | RUSSIA | AV |  | ISSUED | 04-SEP-19 | A G QUALITY PLUMBING | RENEW EXPIRED PLUMBING PERMIT PW20160126555 FOR FINAL INSPECTION.
PW20190904671 | 04-SEP-19 | 765 |  | CLEMENTINA | ST |  | ISSUED | 04-SEP-19 | ACE PLUMBING & ROOTER | WORK CATEGORY: 1P; SEWER REPAIR AND WATER LINE REPLACEMENT
PP20190904052 | 04-SEP-19 | 2425 |  | MISSION | ST |  | COMPLETE | 30-SEP-19 | WILLIAM CRUZ PLUMBING | PROVIDE AND INSTALL NEW MOP SINK. INCLUDES RUNNING WATER LINES FROM WATER HEATER AREA VENT TO ROOFTOP AND DRAIN TO NEAREST POINT 5'-8' AWAY NEAR FLOOR DRAIN
PP20190904068 | 04-SEP-19 | 2615 |  | SUTTER | ST |  | ISSUED | 04-SEP-19 | AMPEX ENGINEERING & CO | 2615 & 2615-1/2 SUTTER STREET: HORIZONTAL & VERTICAL ADDITION. 2 UNITS INCLUDING U/G DWV BUILDING SEWER 2 KITCHEN 8 BATHROOMS INCLUDING 4 SHOWER PANS NEW FIXTURES AND AREA DRAINS AS NECCESSARY.
PW20190904653 | 04-SEP-19 | 1041 |  | ALABAMA | ST |  | ISSUED | 04-SEP-19 | HARRIS WATER HEATERS | WORK CATEGORY: 1P; REPLACE TWO 40 GALLON WATER HEATERS LIKE FOR LIKE. FOR UNITS 1041 AND 1043
PW20190904646 | 04-SEP-19 | 345 |  | MONTGOMERY | ST |  | ISSUED | 04-SEP-19 | AYOOB & PEERY PLUMBING | WORK CATEGORY: 4PB; FIRE PROTECTION FOR ENTIRE BUILDING. STANDPIPE FOR ENTIRE BUILDING. FIRE PUMP FOR FIRE PROTECTION SYSTEM. PROVIDE BACKFLOW PREVENTER. PROVIDE FDC.
PMW20190904682 | 04-SEP-19 | 2756 |  | FRANKLIN | ST |  | COMPLETE | 11-SEP-19 | LOPEZ HEATING | WORK CATEGORY: 1M; REPLACE FURNACE AND DUCTS NEW FLUE PIPE PVC AND CONDENCER DRAIN.
PW20190904642 | 04-SEP-19 | 1998 |  | BROADWAY | * | 406 | ISSUED | 04-SEP-19 | WEST BAY PLUMBING | WORK CATEGORY: 1P; REPLACE PLUMBING FIXTURES FOR KITCHEN AND TWO BATHROOMS. INSTALL NEW STACK WASHER/DRYER. SHOWER PAN
PW20190904664 | 04-SEP-19 | 222 |  | DUNCAN | ST |  | ISSUED | 04-SEP-19 | PROMPT PLUMBING SERVICES | WORK CATEGORY: 1P; KITCHEN REMODEL: NEW SINK FAUCET GAS LOOP SHUT OFF AND ICE-MAKER BOX.
PW20190904666 | 04-SEP-19 | 275 |  | GRAND VIEW | AV | 0 | COMPLETE | 11-SEP-19 | LUTZ PLUMBING INC | WORK CATEGORY: 1P; PERMIT RENEWAL FOR PW20180227883 FOR BACKFLOW DRAIN COMPLETTION
PP20190904047 | 04-SEP-19 | 258 |  | RED ROCK | WY |  | ISSUED | 04-SEP-19 | SUPERB BUILDERS INC | REMODEL 2 BATHROOM IN KIND 2 SHOWE PAN SAME LOCATION. NEW PLUMBING AND PLUMBING FIXTURES AS NEEDED.
PP20190904070 | 04-SEP-19 | 563 |  | 38TH | AV |  | ISSUED | 04-SEP-19 | CHRIS PLUMBING BAY AREA SERVICES CORP | 2/F:HALLWAY BATHROOM-REPLACE OLD FIXTURES AND INSTALL NEW.
PW20190904663 | 04-SEP-19 | 800 |  | MARKET | ST |  | COMPLETE | 23-SEP-19 | R L H FIRE PROTECTION INC | WORK CATEGORY: 4PB; 2 RELOCATE PENDENT AND ADD 2 PENDENT SPRINKLERS.
PW20190904665 | 04-SEP-19 | 246 |  | 02ND | ST | 0 | ISSUED | 04-SEP-19 | LEO GOTELLI PLUMBING INC | WORK CATEGORY: 8P; REMOVE TWO DOMESTIC BOILERS AND INSTALL TWO NEW DOMESTIC HOT WATER BOILERS.LAARS 400 000BTU
PW20190904667 | 04-SEP-19 | 222 |  | 02ND | ST |  | ISSUED | 04-SEP-19 | AYOOB & PEERY PLUMBING | WORK CATEGORY: 4PB; 24TH FLOOR: ADD (17) RELOCATE (29) AND PLUG (1) SPRINKLERS. 26TH FLOOR: ADD (16) RELOCATE (52) AND PLUG (6) SPRINKLERS TO CONFORM WITH THE NEW WALL/CEILING LAYOUT OF TENANT IMPROVEMENT. REF#: 2019-0724-6837 JOB#: 19-694.
PMW20190904650 | 04-SEP-19 | 1575 |  | INNES | AV |  | ISSUED | 04-SEP-19 | ALPHA HVAC/R AND APPLIANCES INC. | WORK CATEGORY: 1M; UPGRADE HEATING SYSTEM
PP20190904053 | 04-SEP-19 | 1247 |  | 12TH | AV |  | ISSUED | 04-SEP-19 | J Z CONSTRUCTION | LEGALIZE ONE FULL BATHROOM LAUNDRY AND ONE NEW BATHROOM ON GROUND FLOOR. REPLACE UNDERGROUND SEWER. RELOCATE WATER HEATER.
PW20190904651 | 04-SEP-19 | 2601 |  | MISSION | ST |  | COMPLETE | 11-SEP-19 | O'CONNOR PLUMBING & FIRE PROTECTION | WORK CATEGORY: 4PB; REMOVE AND INSTALL (78) EXISTING DROPS AND RE POSITION TO UPRIGHTS PER NFPA#13
PW20190904680 | 04-SEP-19 | 1100 |  | DIVISADERO | ST |  | COMPLETE | 20-SEP-19 | EXPERT PLUMBING SOLUTIONS | WORK CATEGORY: 1P; INSTALL HIGH LOW ADA DRINKING FOUNTAIN
PM20190904054 | 04-SEP-19 | 1247 |  | 12TH | AV |  | ISSUED | 04-SEP-19 | J Z CONSTRUCTION | RELOCATE FURNACE
PM20190904084 | 04-SEP-19 | 2131 |  | PINE | ST |  | ISSUED | 04-SEP-19 | MILLER SIGNS AND SHEET METAL INC | REPLACE FURNACE
PW20190904657 | 04-SEP-19 | 101 |  | SPEAR | ST |  | COMPLETE | 09-SEP-19 | AYOOB & PEERY PLUMBING | WORK CATEGORY: 4PB; 2ND FLOOR: ADD (136) AND RELOCATE (107) SPRINKLERS TO CONFORM WITH THE NEW TENANT IMPROVEMENT.REF#: 2019-0806-8014 JOB#: 19-668
PP20190904046 | 04-SEP-19 | 5000 |  | CALIFORNIA | ST | 302 | ISSUED | 04-SEP-19 | YIU'S CONSTRUCTION CO | REPLACE DISHWASHER GARBAGE DISPOSAL NEW SINK AND FAUCET IN KITCHEN.
PW20190904662 | 04-SEP-19 | 160 |  | SPEAR | ST |  | ISSUED | 04-SEP-19 | R L H FIRE PROTECTION INC | WORK CATEGORY: 4PB; RELOCATE 47 PENDENT 4 ADDED PENDENT 16 DELETED PENDENT AND 1 RELOCATE UPRIGHT SPRINKLERS.
PP20190904077 | 04-SEP-19 | 30 |  | ROOSEVELT | WY |  | COMPLETE | 10-SEP-19 | CHENG CHANG CONSTRUCTION | CAP WATER PIPE IN BACK ROOM ON FIRST FLOOR.
PW20190904639 | 04-SEP-19 | 95 |  | VENTURA | AV |  | ISSUED | 04-SEP-19 | WEST BAY PLUMBING | WORK CATEGORY: 2PB; GROUND FLOOR BATHROOM REPLACE PLUMBING FIXTURES. RELOCATE WASTE VENT GAS HOT AND COLD SUPPLY LINES FOR LAUNDRY KITCHEN AND BATHROOMS. TRIM OUT. 2 SHOWER PANS. OUTDOOR TANKLESS HOT WATER HEATER
PW20190904672 | 04-SEP-19 | 135 |  | MAIN | ST |  | COMPLETE | 10-SEP-19 | PIONEER FIRE INC. | WORK CATEGORY: 4PB; 8TH FLOOR
PP20190904076 | 04-SEP-19 | 32 |  | ROOSEVELT | WY |  | COMPLETE | 10-SEP-19 | CHENG CHANG CONSTRUCTION | CAP WATER PIPE IN BACKROOM IN ON FIRST FLOOR.
PW20190904656 | 04-SEP-19 | 24 |  | BLAIR | TR |  | ISSUED | 04-SEP-19 | PEDRO FEMENIA & SONS PLUMBING | WORK CATEGORY: 2PA; ADDITION OF ONE BATHROOM AND REMODEL OF ANOTHER BATHROOM. INSTALLATION OF A TANKLESS WATER HEATER.
PP20190904055 | 04-SEP-19 | 650 |  | DELANCEY | ST | 409 | COMPLETE | 26-SEP-19 | CREATIVELY BUILT INC | INSTALL 2 SHOWER PAN.
PP20190904048 | 04-SEP-19 | 90 |  | NEW MONTGOMERY | ST |  | ISSUED | 04-SEP-19 | ANDERSON ROWE & BUCKLEY INC. | 11/F: (E) FIRE SPRINKLER SYSTE T.I. - ONE ADDED & RELOCATED SPRINKLER.
PW20190904678 | 04-SEP-19 | 422 |  | 09TH | AV |  | COMPLETE | 11-SEP-19 | CITY MECHANICAL INC | WORK CATEGORY: 8P; REMOVE AND REPLACE DOMESTIC BOILER
PW20190904658 | 04-SEP-19 | 689 |  | MINNA | ST |  | ISSUED | 04-SEP-19 | WESTERN STATES FIRE PROTECTION CO. | WORK CATEGORY: 4PA; NEW OVERHEAD FIRE SPRINKLER SYSTEM - 21 HEADS
PP20190904071 | 04-SEP-19 | 422 |  | PRESIDIO | AV |  | ISSUED | 04-SEP-19 | BOWEN CONSTRUCTION-PAINTING & WATERPROOF | KITCHEN AND BATHROOM REMODEL REPLACE FAUCETS IN BATHROOM AND KITCHEN IN KIND
PM20190904050 | 04-SEP-19 | 1340 |  | YORK | ST |  | ISSUED | 04-SEP-19 | GOLD CHIMNEY | INSTALLATION OF ZERO-CLEARANGE GAS FIREPLACE.
PW20190904643 | 04-SEP-19 | 429 |  | GRAND VIEW | AV |  | ISSUED | 04-SEP-19 | MC MAHON PLUMBING | WORK CATEGORY: 1P; ADDING 3 BATHROOMS AND KITCHEN
PP20190904073 | 04-SEP-19 | 130 |  | BRIDGEVIEW | DR |  | ISSUED | 04-SEP-19 | PREMIER TILE | WATER PROOFING SHOWER PAN LINER FOR BEHIND TILE (UNIT 1)
PP20190904045 | 04-SEP-19 | 744 |  | SHIELDS | ST |  | ISSUED | 04-SEP-19 | DESIGN MAX CONSTRUCTION | HALLWAY BATH - REPLACE TOILET VANITY SHOWER WALL
PP20190904081 | 04-SEP-19 | 3370 |  | 18TH | ST |  | ISSUED | 04-SEP-19 | AXEL8 CONSTRUCTION | T.I. TO COMPLY WITH NOV201939791. LEGALIZE 3 FLOORS FOR STORAGE NO CHANGE OF USE FROM (E) WHOLESALE STORAGE. CAP (E) BATHROOMS & REMOVE FIXTURES.
PW20190904655 | 04-SEP-19 | 3031 |  | FILLMORE | ST |  | ISSUED | 04-SEP-19 | F W H ACQUISITION CO LLC DBA FAST WATER | WORK CATEGORY: 1P; REMOVE/REPLACE GAS WATER HEATER
PW20190904654 | 04-SEP-19 | 555 |  | 06TH | AV |  | ISSUED | 04-SEP-19 | HARRIS WATER HEATERS | WORK CATEGORY: 1P; INSTALL 40 GALLON WATER HEATER LIKE FOR LIKE.
PP20190904043 | 04-SEP-19 | 154 |  | LOMBARD | ST | 49 | ISSUED | 04-SEP-19 | D3 CONSTRUCTION | NEW CONTRACTOR FOR PP20190513729: REMODEL OF 1 KITCHEN 1 MASTER BATHROOM POWDER ROOM AND 1 SHOWER PAN.
PW20190904638 | 04-SEP-19 | 362 |  | 28TH | AV |  | ISSUED | 04-SEP-19 | WEST BAY PLUMBING | WORK CATEGORY: 1P; INSTALL FLU PIPE FOR HOT WATER HEATER.
PW20190904679 | 04-SEP-19 | 1 |  | MARKET | ST |  | ISSUED | 04-SEP-19 | AYOOB & PEERY PLUMBING | WORK CATEGORY: 5P; 24TH FLOOR: HALLWAY #2437: ROUGH-IN AND TRIM WASTE VENT AND DOMESTIC COLD WATER PIPING AS REQUIRED FOR ONE (1) DRINKING FOUNTAIN. BREAKROOM #2436: ONE (1) DOMESTIC COLD WATER IN-WALL OUTLET BOX FOR REFRIGERATOR WATER SUPPLY. JOB#: 19-065
PP20190904044 | 04-SEP-19 | 301 |  | MAIN | ST |  | COMPLETE | 10-SEP-19 | ALLIED FIRE PROTECTION | RELOCATE 15 SSP FIRE SPRINKLERS AT LOBBY
PW20190904675 | 04-SEP-19 | 550 |  | KEARNY | ST |  | ISSUED | 04-SEP-19 | PIONEER FIRE INC. | WORK CATEGORY: 4PB; 2ND FLOOR TI WORK
PM20190904059 | 04-SEP-19 | 125 |  | MASONIC | AV |  | ISSUED | 04-SEP-19 | AMERICAN BUILDERS | INSTALL HIGH EFFICIENCY FURNACE UNIT. INSTALL LIMITED DUCT WORK
PP20190904085 | 04-SEP-19 | 500 |  | STANYAN | ST |  | ISSUED | 04-SEP-19 | AXEL8 CONSTRUCTION | CONVERT (E) KITCHEN TO BEDROOM RELCOATE KITCHEN. REHAB (E) BATHROOM. INSTALL WASHER/DRYER.
PW20190904640 | 04-SEP-19 | 1501 |  | DIAMOND | ST |  | COMPLETE | 11-SEP-19 | ARB INC | WORK CATEGORY: 1P; GAS HOUSELINE EXT
PW20190904647 | 04-SEP-19 | 2263 |  | 40TH | AV |  | COMPLETE | 06-SEP-19 | FIVE STAR PLUMBING & ROOTER | WORK CATEGORY: 1P; SEWER LATERAL REPLACEMENT
PP20190904083 | 04-SEP-19 | 1010 |  | STANYAN | ST |  | ISSUED | 04-SEP-19 | SERRANO FIRE PROTECTION SYSTEMS | FULL INSTALLATION OF FIRE SPRINKLER AND STAND PIPE
PP20190904072 | 04-SEP-19 | 200 |  | BRANNAN | ST | 332 | ISSUED | 04-SEP-19 | ELDREDGE WOODWORKS | REMODEL KITCHEN IN-KIND. ADD HOT WATER DISPENSER/STEAM OVEN.
PW20190904659 | 04-SEP-19 | 560 |  | SARGENT | ST |  | ISSUED | 04-SEP-19 | F W H ACQUISITION CO LLC DBA FAST WATER | WORK CATEGORY: 1P; REMOVE/REPLACE GAS WATER HEATER
PP20190904064 | 04-SEP-19 | 1461 |  | ALABAMA | ST |  | ISSUED | 04-SEP-19 | BASHAW CONSTRUCTION | NEW SERVICE/PLUMBING FOR KITCHEN RMEODEL LAUNDRY ROOM WATER SUPPLY VENTS & DRAINS.
PW20190904637 | 04-SEP-19 | 88 |  | KEARNY | ST |  | COMPLETE | 27-SEP-19 | GOLDEN GATE FIRE PROTECTION INC | WORK CATEGORY: 4PB; 19-253 RELOCATE 9 HEADS IN SUITE 1200 ON THE 12TH FLOOR
PW20190904648 | 04-SEP-19 | 1045 |  | CABRILLO | ST |  | ISSUED | 04-SEP-19 | HYDRO FLOW SYSTEMS INC **SEE NOTES** | WORK CATEGORY: 2PA; INSTALL NEW BOILER TO SUPPLY TWO UNITS 5 RADIATORS NEW FLUE PIPE.
PP20190904065 | 04-SEP-19 | 576 |  | RAMSELL | ST |  | ISSUED | 04-SEP-19 | JMW CORPORATION | BATHROOM REMODEL
PW20190904636 | 04-SEP-19 | 88 |  | KEARNY | ST |  | ISSUED | 04-SEP-19 | GOLDEN GATE FIRE PROTECTION INC | WORK CATEGORY: 4PB; 19-256 RELOCATE 22 HEADS ON THE 8TH FLOOR RELOCATE 17 HEADS ON THE 5TH FLOOR
PW20190904676 | 04-SEP-19 | 532 |  | STEINER | ST |  | COMPLETE | 25-SEP-19 | JOSEPH TINSLEY PLUMBING | WORK CATEGORY: 1P; SEWER REPLACEMENT
PP20190904049 | 04-SEP-19 | 170 |  | OFARRELL | ST |  | COMPLETE | 06-SEP-19 | J. FLORES CONSTRUCTION | REPLACE AN 8 INCH SEWER P-TRAP AND APPROXIMATELY 10 FETT OF 8 INCH VCP SEWER PIPE.
PP20190904057 | 04-SEP-19 | 500 |  | FOLSOM | ST |  | ISSUED | 04-SEP-19 | ACCO ENGINEERED SYSTEMS INC. | INSTALL (2) NEW DOMESTIC HOT WATER BOILERS ON 44TH FLOOR.
PP20190904079 | 04-SEP-19 | 141 | 143 | NOE | ST |  | ISSUED | 04-SEP-19 | F & A PLUMBING & ROOTER | ENLARGE 2 BATH & CONVERT POWDER ROOM TO FULL BATH; MOVE REFRIG PLUMBING IN BOTH KITCHENS.
PW20190904661 | 04-SEP-19 | 88 |  | KEARNY | ST |  | ISSUED | 04-SEP-19 | R L H FIRE PROTECTION INC | WORK CATEGORY: 4PB; RELOCATE 7 PENDENT AND DELETE 1 PENDENT SPRINKLER.
PP20190904051 | 04-SEP-19 | 111 |  | HANCOCK | ST |  | ISSUED | 04-SEP-19 | J Z CONSTRUCTION | BATHROOM AND KITCHEN REMODEL. SHOWER PAN
PW20190904673 | 04-SEP-19 | 2518 |  | BUCHANAN | ST |  | ISSUED | 04-SEP-19 | SIERRA CONSTRUCTION | WORK CATEGORY: 1P; TO FINALIZE PERMIT PW20180508673
PW20190905684 | 05-SEP-19 | 550 |  | KEARNY | ST |  | ISSUED | 05-SEP-19 | BAYLINE MECHANICAL INC | THIS PAYS FOR INSPECTIONS RELATED TO ORIGINAL PERMIT # PW20190905683 FILED 9/5/2019. DOW: WORK CATEGORY: 5P; INSTALL ONE KITCHEN PANTRY AND ONE MOTHER'S ROOM SINK. ALL WORK IS ON THE 2ND FLOOR
PW20190905694 | 05-SEP-19 | 350 |  | CALIFORNIA | ST | 0 | ISSUED | 05-SEP-19 | D P W INC. | WORK CATEGORY: 5P; TWO SMALL TOILET ROOMS 1 SINK AND CONDENSATE ON THE GROUND FLOOR.
PW20190905686 | 05-SEP-19 | 450 |  | MYRA | WY |  | COMPLETE | 12-SEP-19 | ARB INC | WORK CATEGORY: 1P; GAS HOUSELINE EXT
PW20190905712 | 05-SEP-19 | 303 |  | 02ND | ST |  | ISSUED | 05-SEP-19 | BAYLINE MECHANICAL INC | THIS PAYS FOR INSPECTIONS RELATED TO ORIGINAL PERMIT # PW20190905711 FILED 9/5/2019. DOW: WORK CATEGORY: 5P; INSTALL 3 PANTRY SINKS 1 ALL GENDER RESTROOM. ALL WORK IS ON THE 7TH FLOOR
PW20190905698 | 05-SEP-19 | 775 |  | EL CAMINO DEL MAR | * |  | ISSUED | 05-SEP-19 | JOSEPH TINSLEY PLUMBING | WORK CATEGORY: 1P; SEWER REPLACMENT
PP20190905107 | 05-SEP-19 | 14 |  | HAVENS | ST | 0 | ISSUED | 05-SEP-19 | IRELAND TILE & STONE INC | 2 SHOWER PAN
PP20190905118 | 05-SEP-19 | 139 |  | BROMPTON | AV |  | ISSUED | 05-SEP-19 | BRENDAN WATERS CONSTRUCTION INC | SHOWER PAN
PP20190905120 | 05-SEP-19 | 785 |  | BROADWAY | * | 0 | ISSUED | 05-SEP-19 | STEVEN YEUNG INC DBA CHUNG WAH PLBG&FIRE | ROOMS 14/15/19: INSTALL 3 KITCHEN SINKS INTO SRO BUILDING UNITS.
PP20190905103 | 05-SEP-19 | 543 |  | RHODE ISLAND | ST |  | ISSUED | 05-SEP-19 | IRELAND TILE & STONE INC | INSTALL 1 SHOWER PAN
PW20190905687 | 05-SEP-19 | 419 |  | MYRA | WY |  | COMPLETE | 12-SEP-19 | ARB INC | WORK CATEGORY: 1P; GAS HOUSELINE EXT
PP20190905111 | 05-SEP-19 | 2626 |  | GREAT | HY |  | ISSUED | 05-SEP-19 | SDI INSULATION INC | KITCHEN & BATHROOM REMODEL REPLACE FIXTURES.
PP20190905110 | 05-SEP-19 | 200 |  | BRANNAN | ST | 510 | COMPLETE | 10-SEP-19 | COASTAL TILE & CONSTRUCTION INC | INSTALL 1 SHOWER PAN
PW20190905692 | 05-SEP-19 | 989 |  | MARKET | ST |  | ISSUED | 05-SEP-19 | D P W INC. | WORK CATEGORY: 5P; ADA PLUMBING FIXTURE UPGRADES TO LOBBY TOILET ROOM. WORK ON THE GROUND FLOOR.
PP20190905100 | 05-SEP-19 | 1500 |  | GENEVA | AV | 0 | ISSUED | 05-SEP-19 | AGUILERA CONSTRUCTION COMPANY | CHANGE OUT BATHROOM FAUCET
PP20190905087 | 05-SEP-19 | 520 |  | GEARY | ST | 607 | ISSUED | 05-SEP-19 | NEIGHBORHOOD PLUMBING | #607: KITCHEN BATHROOM LAUNDRY REMODEL.
PP20190905106 | 05-SEP-19 | 124 |  | HUGO | ST |  | ISSUED | 05-SEP-19 | IRELAND TILE & STONE INC | 1 SHOWER PAN
PMW20190905696 | 05-SEP-19 | 12 |  | JUANITA | WY |  | ISSUED | 05-SEP-19 | DOVE'S SERVICES | WORK CATEGORY: 1M; INSTALL 4 TON CONDENSER IN REAR YARD.
PMW20190905697 | 05-SEP-19 | 3852 |  | 21ST | ST |  | ISSUED | 05-SEP-19 | BLAZE FIREPLACES OF NO CAL | WORK CATEGORY: 1M; INSTALLING TWO FIREPLACES
PP20190905098 | 05-SEP-19 | 3414 |  | 22ND | ST |  | ISSUED | 05-SEP-19 | AGUILERA CONSTRUCTION COMPANY | ADA COMPLIANT BATHROOM; PLUMBING TO ACCOMMODATE ADA REQUIREMENTS BATHROOM FAN
PP20190905113 | 05-SEP-19 | 636 |  | 33RD | AV | 1 | ISSUED | 05-SEP-19 | ROYAL LYON CONSTRUCTION | UNIT #1: KITCHEN & BATHROOM REMODEL.
PP20190905101 | 05-SEP-19 | 1863 |  | PINE | ST |  | COMPLETE | 05-SEP-19 | ARS INC. DBA RESCUE ROOTER | RELOCATE BUILDING TRAP FROM BACK YARD OF 1863 PINE ST TO AUSTIN ST. REPLACE EXPOSED SEWER PIPING IN 1881 PINE ST. SEWER & TRAP SERVE 1859 1861 1863 & 1865 PINE ST. APPROVED BY INSPECTOR R CHRISTMAN
PP20190905086 | 05-SEP-19 | 520 |  | GEARY | ST | 606 | ISSUED | 05-SEP-19 | NEIGHBORHOOD PLUMBING | #606: KITCHEN BATHROOM LAUNDRY REMODEL.
PP20190905122 | 05-SEP-19 | 1515 |  | SUTTER | ST |  | ISSUED | 05-SEP-19 | CARY WING PLUMBING & FIRE PROTECTION INC | REPLACE 1 HOT WATER BOILER
PW20190905713 | 05-SEP-19 | 303 |  | 02ND | ST |  | ISSUED | 05-SEP-19 | BAYLINE MECHANICAL INC | WORK CATEGORY: 5P; INSTALL 3 KITCHEN PANTRIES. INSTALL ONE GENDER NEUTRAL RESTROOM. ALL WORK IS ON THE 2ND FLOOR
PM20190905092 | 05-SEP-19 | 2230 |  | MASON | ST |  | ISSUED | 05-SEP-19 | ACCO ENGINEERED SYSTEMS INC. | WORK ON ROOFTOP: REPLACE 1 EXISTING FURNANCE 75 000 BTU
PW20190905707 | 05-SEP-19 | 117 |  | SCOTT | ST |  | COMPLETE | 23-SEP-19 | THERMODYNAMICS | WORK CATEGORY: 1P; CODE VIOLATIONS FOR 3 HOUR REPORT FOR UNIT 117 AND COMMON AREA ONLY
PP20190905116 | 05-SEP-19 | 1854 |  | 23RD | AV |  | ISSUED | 05-SEP-19 | RE-BATH BY SCHICKER | REMOVE TUB & REPLACE W/SHOWER & SHOWER PAN. REPLACE WALL SURROUND. REMOVE & DISPOSE OF VANITY COUNTER TOP.
PW20190905711 | 05-SEP-19 | 303 |  | 02ND | ST |  | ISSUED | 05-SEP-19 | BAYLINE MECHANICAL INC | WORK CATEGORY: 5P; INSTALL 6 PANTRY SINKS. INSTALL 4 NEW GENDER NEUTRAL RESTROOMS. MAKE CORE RESTROOMS ADA COMPLIANT
PW20190905704 | 05-SEP-19 | 601 |  | MONTGOMERY | ST |  | ISSUED | 05-SEP-19 | BAYLINE MECHANICAL INC | WORK CATEGORY: 5P; FLOOR 6 - REPLACE ONE KITCHEN SINK AND PIPE ONE NEW REFRIGERATOR BOX.
PW20190905705 | 05-SEP-19 | 178 |  | HAIGHT | ST | 0 | COMPLETE | 11-SEP-19 | NORTH SOUTH PLUMBING INC. | WORK CATEGORY: 1P; INSTALL GAS LINE FOR A FIREPLACE.
PP20190905109 | 05-SEP-19 | 2232 |  | NORTH POINT | ST |  | ISSUED | 05-SEP-19 | MASHAL BUILDERS & CONTRACTORS INC | APT 6 - KITCHEN REMODEL. INSTALL NEW WASHER AND DRYER. INSTALL NEW TOILET AND VANITY IN THE BATHROOM
PW20190905703 | 05-SEP-19 | 1652 |  | STOCKTON | ST |  | COMPLETE | 11-SEP-19 | GEORGE SALET PLUMBING INC | WORK CATEGORY: 1P; REPAIR OUTDOOR HEATING GAS LINE
PW20190905701 | 05-SEP-19 | 1051 |  | CAPITOL | AV |  | ISSUED | 05-SEP-19 | HARRIS WATER HEATERS | WORK CATEGORY: 1P; INSTALL 50 GALLON WATER HEATER.
PP20190905093 | 05-SEP-19 | 1730 |  | OFARRELL | ST | M1-509 | COMPLETE | 26-SEP-19 | PS2 INC | P-TRAPS TO BE REMOVED AND REPLACED IN KITCHEN AND BATHROOM
PW20190905706 | 05-SEP-19 | 235 |  | MONTGOMERY | ST |  | ISSUED | 05-SEP-19 | BAYLINE MECHANICAL INC | WORK CATEGORY: 5P; INSTALL ONE NEW KITCHEN PANTRY. MAKE ONE URINAL ADA COMPLIANT IN CORE RESTROOMS. ALL WORK IS ON THE 3RD FLOOR.
PP20190905123 | 05-SEP-19 | 651 |  | 39TH | AV |  | ISSUED | 05-SEP-19 | CELSO'S PLUMBING | NEW SHOWER PAN
PW20190905708 | 05-SEP-19 | 118 |  | STILLINGS | AV |  | COMPLETE | 13-SEP-19 | ARB INC | WORK CATEGORY: 1P; GAS HOUSELINE EXT
PP20190905114 | 05-SEP-19 | 116 |  | CHANNEL | * |  | ISSUED | 05-SEP-19 | TERRY MECHANICAL INC | UNDERGROUND PLUMBING DRAINS VENTS WATER GAS. AMENDMENT FOR PERMIT PW2019082384
PW20190905689 | 05-SEP-19 | 2001 |  | BRYANT | ST |  | ISSUED | 05-SEP-19 | DANIEL LARRATT PLUMBING INC | WORK CATEGORY: 5P; UNDERGROUND WASTE AND VENT. OVERHEAD WASTE AND VENT. DOMESTIC HOT AND COLD WATER. NATURAL GAS PIPING. NEW PLUMBING FIXTURES
PW20190905702 | 05-SEP-19 | 619 |  | 21ST | AV |  | COMPLETE | 18-SEP-19 | ATLAS PLUMBING AND ROOTER | WORK CATEGORY: 1P; SEWER/HOUSETRAP REPLACEMENT
PW20190905690 | 05-SEP-19 | 2828 |  | VALLEJO | ST |  | COMPLETE | 11-SEP-19 | AFFORDABLE WATER HEATERS AND PLUMBING IN | WORK CATEGORY: 1P; REPLACE WATER HEATER SAME LOCATION
PW20190905716 | 05-SEP-19 | 1049 |  | STOCKTON | ST |  | COMPLETE | 30-SEP-19 | MICHAEL'S PLUMBING | WORK CATEGORY: 6PA; REPLACE FLOOR SINK. REPLACE GREASE TRAP. GAS HOOKUP FOR STOVE.
PMW20190905695 | 05-SEP-19 | 42 |  | DORANTES | AV |  | COMPLETE | 01-OCT-19 | BLAZE FIREPLACES OF NO CAL | WORK CATEGORY: 1M; INSTALLING TWO FIREPLACES
PP20190905090 | 05-SEP-19 | 1410 |  | STEINER | ST | M2-PH3G | COMPLETE | 27-SEP-19 | PS2 INC | P-TRAPS TO BE REMOVED AND REPLACED IN KITCHEN AND BATHROOM
PMW20190905700 | 05-SEP-19 | 2220 |  | WASHINGTON | ST | 0 | COMPLETE | 25-SEP-19 | AIR FLOW PRO'S | WORK CATEGORY: 1M; INSTALLATION OF FUJITSU MINI SPLIT SYSTEM; INSTALLATION OF TRANE XL80 FURNACE AND DUCT WORK (UPSTAIRS); COMPLETE INSTALLATION OF TRANE XL80 FURNACE AND DUCT WORK ( DOWNSTAIRS)
PP20190905088 | 05-SEP-19 | 131 |  | BELVEDERE | ST |  | COMPLETE | 01-OCT-19 | AGUILERA CONSTRUCTION COMPANY | RELOCATE TOILET TO OTHER SIDE OF ROOM ADD SINK
PP20190905089 | 05-SEP-19 | 1730 |  | OFARRELL | ST | M1-401 | ISSUED | 05-SEP-19 | PS2 INC | P-TRAPS TO BE REMOVED AND REPLACED IN KITCHEN AND BATHROOM
PP20190905104 | 05-SEP-19 | 252 |  | 16TH | AV |  | ISSUED | 05-SEP-19 | IRELAND TILE & STONE INC | 2 SHOWER PANS
PW20190905709 | 05-SEP-19 | 845 |  | MARKET | ST |  | ISSUED | 05-SEP-19 | BELLANTI PLUMBING INC | WORK CATEGORY: 2PB; PLUMBING FOR FLOOR SINK AND KITCHEN EQUIPMENT HOOKUPS.
PW20190905693 | 05-SEP-19 | 575 |  | MARKET | ST |  | ISSUED | 05-SEP-19 | KMC DESIGN GROUP | WORK CATEGORY: 5P; NEW BREAK SINKS ON THE 18TH FLOORS. KMC #1955
PP20190905112 | 05-SEP-19 | 2295 |  | VALLEJO | ST | 407 | ISSUED | 05-SEP-19 | IVAN ALBERTO RIVERA RIVAS DBA TRILLIUM | KITCHEN REMODEL
PW20190905699 | 05-SEP-19 | 646 |  | 03RD | AV |  | ISSUED | 05-SEP-19 | AAA RESTAURANT FIRE CONTROL/DBA AAA FIRE | WORK CATEGORY: 4PA; INSTALLATION OF APPROX. (44) SPRINKLERS IN RESIDENTIAL ADDITION
PP20190905102 | 05-SEP-19 | 131 |  | PERU | AV |  | ISSUED | 05-SEP-19 | IRELAND TILE & STONE INC | INSTALL 1 SHOWER PAN
PP20190905105 | 05-SEP-19 | 72 |  | TOWNSEND | ST | 901 | COMPLETE | 30-SEP-19 | IRELAND TILE & STONE INC | 1 SHOWER PAN
PP20190905099 | 05-SEP-19 | 110 |  | 27TH | AV |  | ISSUED | 05-SEP-19 | DOUGLAS CLEAVELAND | REMODEL BATHROOM.
PP20190905108 | 05-SEP-19 | 1220 |  | 18TH | ST |  | COMPLETE | 10-SEP-19 | COASTAL TILE & CONSTRUCTION INC | INSTALL 1 SHOWER PAN
PW20190905710 | 05-SEP-19 | 1918 |  | JACKSON | ST |  | COMPLETE | 06-SEP-19 | RENSTROM PLMBG & HEATING | WORK CATEGORY: 1P; GAS LEAK AND PRESSURE TEST ON EXISTING LINE. PINK TAG
PP20190905115 | 05-SEP-19 | 1470 |  | 09TH | AV | 0 | ISSUED | 05-SEP-19 | FIREMEX SOLUTIONS INC. | NEW FIRE SPRINKLER SYSTEM PER NFPA13 THROUGHOUT G/F FOR ADDED (2) ACCESSORY DWELLING UNIT PER SF ORDINANCE #162-16 INCLUDING A 4IN DEDICATED FIRE WATER SERVICES.
PP20190905117 | 05-SEP-19 | 4660 | 4662 | 18TH | ST |  | COMPLETE | 18-SEP-19 | R & D CONSTRUCTION CO INC | COMPLY W PHYSICAL INSPECTION REPORT # CC 8306
PW20190905683 | 05-SEP-19 | 275 |  | BATTERY | ST |  | ISSUED | 05-SEP-19 | BAYLINE MECHANICAL INC | WORK CATEGORY: 5P; INSTALL ONE NEW PANTRY SINK AND ONE NEW MOTHER'S ROOM SINK. ALL WORK IS ON THE 4TH FLOOR
PP20190905097 | 05-SEP-19 | 554 |  | BANKS | ST |  | ISSUED | 05-SEP-19 | STEVEN HARRIS GLORIT PLUMB CON. | BATHROOM ADDITION AT GARAGE LEVEL. SHOWER PAN GAS FOR DRYER LAUNDRY BOX RELOCATE WATER HEATER UNDERGROUND
PM20190905096 | 05-SEP-19 | 685 |  | LAKEVIEW | AV |  | ISSUED | 05-SEP-19 | DAN GILLIES CONSTRUCTION SERVICES INC | RELOCATION OF EXISTING WATERHEATER. INSTALL NEW FURNACE.
PMW20190905714 | 05-SEP-19 | 316 |  | DOUGLASS | ST |  | ISSUED | 05-SEP-19 | SHANE O'MALLEY DBA GREENFLOW HVAC | WORK CATEGORY: 1M; INSTALL FURNACE AIR CONDITIONING AND NEW DUCTINGINSTALL ONE (1) FLUE FOR WATER HEATER
PW20190905688 | 05-SEP-19 | 629 |  | BRYANT | ST |  | ISSUED | 05-SEP-19 | STEPHEN FITZSIMON | WORK CATEGORY: 5P; INSTALL 5# ADA RESTROOMS. ONE WITH SHOWER STALL. 3# KITCHENETTES. WATER HEATER.
PP20190905094 | 05-SEP-19 | 1545 |  | EDDY | ST | S3-225 | ISSUED | 05-SEP-19 | PS2 INC | P-TRAPS TO BE REMOVED AND REPLACED IN KITCHEN AND BATHROOM
PW20190905715 | 05-SEP-19 | 313 |  | LEXINGTON | ST |  | ISSUED | 05-SEP-19 | DELEON PLUMBING | WORK CATEGORY: 2PB; KITCHEN REMODEL. BATHROOM REMODEL WITH SHOWER PAN. UNDERGROUND WORK TO BE DONE FOR BOTH KITCHEN AND FULL BATHROOM WITH TOILET WALK-IN SHOWER AND VANITY/PEDESTAL SINK.
PW20190905691 | 05-SEP-19 | 221 |  | OAK | ST |  | COMPLETE | 17-SEP-19 | IN & OUT DRAIN CLEANING INC. | WORK CATEGORY: 2PB; REPLACING BROKEN HOUSE TRAP
PM20190905119 | 05-SEP-19 | 2118 |  | ANZA | ST |  | ISSUED | 05-SEP-19 | TOMMY K WOO | INSTALL NEW FURNACE FOR HEATER.
PM20190905121 | 05-SEP-19 | 2454 |  | 15TH | ST | 0 | ISSUED | 05-SEP-19 | JAMES ANDREW ZORN | INSTALL NEW FURNACE - FLUE - GAS LINE.
PMW20190905685 | 05-SEP-19 | 14 |  | ALLEN | ST | 0 | COMPLETE | 17-SEP-19 | OCEAN AIR HEATING | WORK CATEGORY: 1M; REPLACE EXISTING FURNACE IN GARAGE 1 NEW FURNACES IN SAME LOCATION.HOOK UP TO EXISTING DUCT WORK¿ BOOTS GAS VENT FLUE ELECTRICAL.
PP20190905091 | 05-SEP-19 | 1550 |  | EDDY | ST | S2-409 | COMPLETE | 26-SEP-19 | PS2 INC | P-TRAPS TO BE REMOVED AND REPLACED IN KITCHEN AND BATHROOM
PP20190906167 | 06-SEP-19 | 2265 |  | BEACH | ST |  | COMPLETE | 11-SEP-19 | MULHALL CONSTRUCTION | SHOWER PAN
PP20190906133 | 06-SEP-19 | 830 |  | 40TH | AV |  | ISSUED | 06-SEP-19 | LEI'S CONSTRUCTION CO | ADD NEW KITCHEN ON GROUND FLOOR.
PW20190906725 | 06-SEP-19 | 538 |  | SHIELDS | ST |  | ISSUED | 06-SEP-19 | ACE PLUMBING & ROOTER | WORK CATEGORY: 1P; WATER LINE REPLACEMENT
PM20190906151 | 06-SEP-19 | 2263 |  | 41ST | AV |  | ISSUED | 06-SEP-19 | SHANE O'MALLEY DBA GREENFLOW HVAC | INSTALL FURNACE AND DUCTING
PW20190906726 | 06-SEP-19 | 44 |  | ARDENWOOD | WY |  | ISSUED | 06-SEP-19 | ARB INC | WORK CATEGORY: 1P; GAS HOUSELINE EXT
PM20190906162 | 06-SEP-19 | 51 |  | MIRABEL | AV |  | ISSUED | 06-SEP-19 | J5 REAL ESTATE DEVELOPMENT CO | INSTALL 1 NEW FURNACE 1 NEW FIREPLACE FLUE FOR NEW TANKLESS WATER HEATER
PW20190906733 | 06-SEP-19 | 400 |  | HYDE | ST |  | COMPLETE | 20-SEP-19 | SUPERIOR PLUMBING & FIRE PROTECTION | WORK CATEGORY: 11P; REPLACE BACKFLOW PREVENTOR FOR STEAM BOILER. PICK # IBHD4618
PP20190906174 | 06-SEP-19 | 1840 |  | 21ST | AV |  | ISSUED | 06-SEP-19 | JIMENEZ CONSTRUCTION SF INC | INSTALL GRAY WATER SYSTEM PER SITE PLAN INCLUDING SINK & BATHTUB @ 2/F BATHROOM & CLOTHES WASHING MACHINE @ GROUND FLOOR
PP20190906175 | 06-SEP-19 | 364 | 366 | 03RD | AV |  | ISSUED | 06-SEP-19 | GIUSEPPE PENNISI | ADD A DISHWASHER
PP20190906129 | 06-SEP-19 | 3315 |  | FILLMORE | ST | 401 | COMPLETE | 10-SEP-19 | EXPERT PLUMBING SOLUTIONS | INSTALL NEW BATHTUB & SHOWER/TUB FAUCET
PW20190906718 | 06-SEP-19 | 762 |  | CLIPPER | ST |  | ISSUED | 06-SEP-19 | AFFORDABLE WATER HEATERS AND PLUMBING IN | WORK CATEGORY: 1P; REPLACE 50 GALLON WATER HEATER SAME LOCATION: GARAGE
PP20190906130 | 06-SEP-19 | 90 |  | JUSTIN | DR |  | COMPLETE | 11-SEP-19 | ONE SOURCE PLUMBING AND ROOTER | SEWER LATTERAL AND HOUSE TRAP
PP20190906172 | 06-SEP-19 | 744 |  | 18TH | AV |  | ISSUED | 06-SEP-19 | GOLDEN STATE MARBLE & GRANITE INC. | UPSTAIR HALLWAY BATHROOM REMODEL. W/SHOWER PAN.
PW20190906736 | 06-SEP-19 | 643 |  | 45TH | AV |  | COMPLETE | 17-SEP-19 | GAGNE BROS. DBA BENJAMIN FRANKLIN PLUMBI | WORK CATEGORY: 1P; TRENCHLESS SEWER REPLACEMENT FROM HOUSE TRAP TO IN FRONT OF GARAGE. APPROX. 30FT.
PW20190906719 | 06-SEP-19 | 1 |  | BUSH | ST |  | ISSUED | 06-SEP-19 | GOLDEN GATE FIRE PROTECTION INC | WORK CATEGORY: 4PB; 19-251 RELOCATE 28 HEADS 5TH FLOOR
PP20190906161 | 06-SEP-19 | 354 |  | TURK | ST |  | ISSUED | 06-SEP-19 | L R PLUMBING | INSTALL MOP SINK 3 COMP SINK PREP SINK.
PP20190906154 | 06-SEP-19 | 747 |  | 28TH | AV |  | COMPLETE | 09-SEP-19 | ANSTIRMAN CONSTRUCTION | CORRECT NOTICE/ANTI-TIP RELATED TO PREVIOIUS PA#PP20170222180. RENEW EXPIRED PERMIT PP20170222180
PP20190906143 | 06-SEP-19 | 86 |  | WOOL | ST |  | COMPLETE | 18-SEP-19 | DISCOVER PLUMBING AND ROOTER INC | REPLACE 20-25 FEET OF 4" PIPE IN MAIN DRAIN SEWER PIPE ON SIDE WALK AND HALL WAY.
PP20190906148 | 06-SEP-19 | 1907 |  | 28TH | AV |  | ISSUED | 06-SEP-19 | SHAO FAT CONSTRUCTION INC | REPLACE KITCHEN SINK & DISHWASHER REMODEL BATHROOM VANITY SHOWER & TUB
PP20190906171 | 06-SEP-19 | 2424 |  | DIVISADERO | ST |  | ISSUED | 06-SEP-19 | REN LEI CONSTRUCTION CO | REMODEL 5 I/2 BATHS AND 1 KITCHEN. INSTALL 3 SHOWER PANS. INSTALL RADIANT HEATING SYSTEM
PP20190906139 | 06-SEP-19 | 455 |  | EDDY | ST |  | ISSUED | 06-SEP-19 | NOMELLINI CONSTRUCTION * ASK FOR ID * | UNIT 406: PLUMBING IN KITCHEN & BATHROOM. CHANGE FIXTURES. MOVE WATER LINES
PM20190906125 | 06-SEP-19 | 1666 |  | 48TH | AV |  | ISSUED | 06-SEP-19 | ANDY'S MECHANICAL | INSTALL NEW FURNACER
PP20190906127 | 06-SEP-19 | 1010 |  | 16TH | ST |  | ISSUED | 06-SEP-19 | SPRK FIRE S F | T.I OF FIRE SPRINKLER WET PIPES TO BE MODIFIED TO CONFORM TO NFPA13
PP20190906164 | 06-SEP-19 | 51 |  | MIRABEL | AV |  | ISSUED | 06-SEP-19 | J5 REAL ESTATE DEVELOPMENT CO | NEW 3 BATHROOMS 2 SHOWER PAN 1 KITCHEN 1 LAUNDRY 1 NEW TANKLESS WATER HEATER
PP20190906173 | 06-SEP-19 | 32 |  | 15TH | AV |  | ISSUED | 06-SEP-19 | D CONSTRUCTION INC | KITCHEN & BATHROOM REMODEL 1 SHOWER PAN
PW20190906730 | 06-SEP-19 | 2141 |  | GEARY | BL |  | ISSUED | 06-SEP-19 | CORNELY COMPANY | WORK CATEGORY: 8P; B3598 - REMOVE AND REPLACE HYDRONIC HEAT BOILER S#C06-173856 PNCH1000 WITH NEW LARRS BOILER
PP20190906170 | 06-SEP-19 | 681 |  | ARGUELLO | BL | 1 | ISSUED | 06-SEP-19 | G M M CONSTRUCTION CO | UNIT 1 REMODEL: BATHROOM & KITCHEN. ALL FIXTURES SAME LOCATION
PP20190906142 | 06-SEP-19 | 714 | 716 | MONTEREY | BL |  | COMPLETE | 19-SEP-19 | YES GENERAL CONSTRUCTION BUILDER LLC | REPAIR SEWER LINE.
PP20190906131 | 06-SEP-19 | 252 |  | RICHLAND | AV |  | ISSUED | 06-SEP-19 | JIMENEZ HYDRONICS | INSTALL IN-FLOOR RADIANT HEAT IN BASEMENT AND 1ST FLR. INSTALL HIGH EFFICIENCY RESIDENTIAL BOILER AND INDIRECT WATER HEATER FOR SPACE HEATING AND DOMESTIC HOT WATER PRODUCTION
PW20190906737 | 06-SEP-19 | 955 |  | FAXON | AV |  | ISSUED | 06-SEP-19 | FIVE STAR PLUMBING & ROOTER | WORK CATEGORY: 1P; INSTALL NEW WATER MAIN FROM METER TO HOUSE
PP20190906160 | 06-SEP-19 | 215 | 217 | 14TH | AV | 2 | ISSUED | 06-SEP-19 | C & H HOME CONSTRUCTION | REMODEL PLUMBING WORK TO UNIT 215 AND 217 14TH AVE. 2 BATHROOM AND POWDER ROOM AND KITCHEN.
PP20190906138 | 06-SEP-19 | 134 |  | JULES | AV | 1 | ISSUED | 06-SEP-19 | LEI'S CONSTRUCTION CO | ADD NEW HALF BATHROOM ON GROUND FLOOR.
PW20190906728 | 06-SEP-19 | 38 |  | SLOAT | BL |  | COMPLETE | 27-SEP-19 | ARB INC | WORK CATEGORY: 1P; GAS HOUSELINE EXT
PP20190906132 | 06-SEP-19 | 148 |  | PRAGUE | ST | 2 | COMPLETE | 12-SEP-19 | LEI'S CONSTRUCTION CO | INSTALL NEW WATER HEATER AND ONE GAS LINE.
PM20190906134 | 06-SEP-19 | 830 |  | 40TH | AV |  | ISSUED | 06-SEP-19 | LEI'S CONSTRUCTION CO | ADD NEW FURNACE
PP20190906141 | 06-SEP-19 | 825 |  | POST | ST |  | ISSUED | 06-SEP-19 | NOMELLINI CONSTRUCTION * ASK FOR ID * | UNIT 405: PLUMBING IN KITCHEN & BATH. CHANGE FIXTURES. MOVE WATER LINES
PP20190906144 | 06-SEP-19 | 211 |  | SUTTER | ST |  | ISSUED | 06-SEP-19 | IMJ PLUMBING INC | TI - 3 COMPARTMENTS SINKS GREASE STRAP FLOOR SINK FLOOR DRAIN PREP SINK HANDWASH SINK MOP SINK. 1 ELETRIC WATER HEATER
PM20190906149 | 06-SEP-19 | 71 |  | STEVENSON | ST |  | ISSUED | 06-SEP-19 | INNOVATIVE MECHANICAL INC | R&R HVAC SYSTEMS ON THE 6TH & 7TH FLOORS
PW20190906721 | 06-SEP-19 | 601 |  | CALIFORNIA | ST | 0 | ISSUED | 06-SEP-19 | GOLDEN GATE FIRE PROTECTION INC | WORK CATEGORY: 4PB; GGFP 19-259 RELOCATE 20 HEADS ON THE GROUND FLOOR AND 12 ON THE MEZZANINE LEVEL
PP20190906137 | 06-SEP-19 | 2715 |  | STEINER | ST |  | ISSUED | 06-SEP-19 | J & A STONE AND TILE INC | INSTALL 1 SHOWER PAN
PP20190906145 | 06-SEP-19 | 480 |  | WARREN | DR |  | ISSUED | 06-SEP-19 | A M WEST MECHANICAL INC. | INSTALL NEW SPRINKLER SYSTEM FOR NEW ADU (6 UNITS). INSTALL UNDERGROUND WATER LINE FOR NEW FIRE SPRINKLER SYSTEM FROM CURB TO BUILDING
PW20190906732 | 06-SEP-19 | 170 |  | OFARRELL | ST |  | ISSUED | 06-SEP-19 | POTTER FIRE PROTECTION | WORK CATEGORY: 4PB; RELOCATE (11) ADD (2) AND PLUG (2) FIRE SPRINKLERS.REF. PERMIT #2018-0710-4197
PW20190906729 | 06-SEP-19 | 2328 |  | VALLEJO | ST | 0 | ISSUED | 06-SEP-19 | HUTS AND CASTLES A CONSTRUCTION CO. INC | WORK CATEGORY: 1P; RENEWAL OF PERMIT PW20180906399
PP20190906135 | 06-SEP-19 | 119 |  | 07TH | ST |  | ISSUED | 06-SEP-19 | A & B CONSTRUCTION | INSTALLATION OF SIDE SEWER FROM BUILDING TO MAIN.
PW20190906735 | 06-SEP-19 | 4404 |  | 17TH | ST |  | COMPLETE | 11-SEP-19 | HEISE'S PLUMBING | WORK CATEGORY: 1P; NEW SHOWER FAUCET AND SHOWER DRAIN
PP20190906152 | 06-SEP-19 | 2160 |  | FILBERT | ST |  | COMPLETE | 16-SEP-19 | TOM MC DONALD | SHOWER PAN
PP20190906165 | 06-SEP-19 | 645 | 645 | SANTIAGO | ST |  | ISSUED | 06-SEP-19 | AAA CONSTRUCITON & PAINTING | REMODEL 2 BATHROOMS AND KITCHEN. 1 SHOWER PAN. NEW PLUMBING AND PLUMBING FIXTURES AS NEEDED.
PM20190906166 | 06-SEP-19 | 645 | 645 | SANTIAGO | ST |  | ISSUED | 06-SEP-19 | AAA CONSTRUCITON & PAINTING | INSTALL MINI SPLIT SYSTEM WITH 2 FAN COILS FOR ADU UNIT 645A.
PP20190906140 | 06-SEP-19 | 861 |  | SUTTER | ST |  | ISSUED | 06-SEP-19 | SURE INC. | APTS 104/105/107/203/204/300/402/507 & 607 : KITCHEN & BATHROOM REMODELING INCLUDING 5 SHOWER PANS.
PW20190906734 | 06-SEP-19 | 400 |  | CALIFORNIA | ST |  | ISSUED | 06-SEP-19 | O'BRIEN MECHANICAL INC II | WORK CATEGORY: 5P; INSPECT PLUMBING CONNECTIONS ON SEVERAL FLOORS AS SEISMIC STRENGTHENING IS IMPLEMENTED. MAIN WORK IS ON NEW ROOF AND PLANTERS.
PW20190906723 | 06-SEP-19 | 434 |  | NOE | ST |  | ISSUED | 06-SEP-19 | O'CONNOR PLUMBING & FIRE PROTECTION | WORK CATEGORY: 2PB; PROVIDE PLUMBING WORK FOR NEW BATHROOM KITCHEN AND LAUNDRY ROOM FOR ADU ON GROUND FLOOR ONLY. PROVIDE CATCH BASIN AT REAR YARD.
PP20190906153 | 06-SEP-19 | 1057 |  | PORTOLA | DR |  | ISSUED | 06-SEP-19 | ZHIZHAO LIU CONSTRUCTION CO | UPDATE KITCHEN AND BATH. ADD 1 BATH LOWER LEVEL
PM20190906147 | 06-SEP-19 | 1723 |  | 08TH | AV |  | ISSUED | 06-SEP-19 | ACW MECHANICAL OF NO CA/CONTRA COSTA HEA | GAS FURNACE AND AC CONDENSER CHANGE OUT AFUE B1 SEER 14 AC LOCATED IN THE BACKYARD FURNACE IN INDOOR CLOSET.
PM20190906159 | 06-SEP-19 | 1509 |  | 10TH | AV |  | ISSUED | 06-SEP-19 | BLUE PACIFIC HEATING & AIR | REPLACE TWO FURNACES AND ADD ONE DUCTLESS HEATING UNIT
PP20190906136 | 06-SEP-19 | 3577 |  | PACIFIC | AV |  | ISSUED | 06-SEP-19 | J & A STONE AND TILE INC | INSTALL 3 SHOWER PANSINSTALL 3 SHOWER PANS
PP20190906156 | 06-SEP-19 | 185 |  | HAIGHT | ST | 0 | ISSUED | 06-SEP-19 | RICHBAY CONSTRUCTION | ATTIC REMODEL TO 1 BATHROOM 2 BEDROOMS 1 GAME ROOM.
PW20190906738 | 06-SEP-19 | 3283 |  | FOLSOM | ST |  | ISSUED | 06-SEP-19 | DUGGAN PLUMBING INC | WORK CATEGORY: 1P; NEW POWDER ROOM TOILET AND SINK
PP20190906163 | 06-SEP-19 | 306 |  | JULES | AV |  | ISSUED | 06-SEP-19 | SAM WING CONSTRUCTION INC | REPLACE A MAIN SEWER LINE TO HOUSE TRAP.
PW20190906722 | 06-SEP-19 | 601 |  | CALIFORNIA | ST | 0 | ISSUED | 06-SEP-19 | GOLDEN GATE FIRE PROTECTION INC | WORK CATEGORY: 4PB; 19-260 RELOCATE 6 PENDANTS HEADS IN THE REST ROOMS ON THE GROUND FLOOR
PP20190906128 | 06-SEP-19 | 2990 |  | TURK | BL | 9 | COMPLETE | 06-SEP-19 | W C PLUMBING & FIRE PROTECTION | INSTALL (20 SPRINKLER HEADS THROUGHOUT NEW ADDITION ON GROUND FLOOR.
PP20190906158 | 06-SEP-19 | 95 |  | WARREN | DR |  | ISSUED | 06-SEP-19 | PALLARI CONSTRUCTION GENERAL CONTRACTING | 1 SHOWER PAN; REF PA#PP20190402581
PP20190906126 | 06-SEP-19 | 142 |  | 28TH | AV |  | ISSUED | 06-SEP-19 | PRIOR CONSTRUCTION | REPLACE A HOUSE P-TRAP TO CAST IRON HOUSE P-TRAP
PP20190906169 | 06-SEP-19 | 333 |  | HYDE | ST | 3 | ISSUED | 06-SEP-19 | AXEL8 CONSTRUCTION | NEW FIXTURES IN KITCHEN & BATHOROM.
PW20190906720 | 06-SEP-19 | 1403 |  | WILLARD | ST |  | ISSUED | 06-SEP-19 | ECONOMY PLUMBING | WORK CATEGORY: 1P; INSTALLING OF BATHTUB AND SHOWER DIVERTER.
PW20190906731 | 06-SEP-19 | 399 |  | GEARY | ST |  | ISSUED | 06-SEP-19 | WESTATES MECHANICAL CORP INC | WORK CATEGORY: 4PB; ROUGH SPRINKLER
PM20190906146 | 06-SEP-19 | 1144 |  | TREAT | AV | 0 | ISSUED | 06-SEP-19 | A R S AMERICAN RESIDENTIAL SERVICES OF C | DUPLEX PROJECT 1 AC LOCATED IN THE BACKYARD AND 1 FURNACE AND IN INDOOR CLOSET EACH AND DUCTWORK.
PP20190906150 | 06-SEP-19 | 511 |  | IRVING | ST |  | ISSUED | 06-SEP-19 | HALPIN CONSTRUCTION LLC DBA BRITANNIA RE | BATH REMODEL
PW20190906724 | 06-SEP-19 | 434 |  | NOE | ST |  | ISSUED | 06-SEP-19 | O'CONNOR PLUMBING & FIRE PROTECTION | WORK CATEGORY: 2PB; PROVIDE RADIANT HEATING SYSTEM WITH COMBI-ON DEMAND WATER HEATER FOR GROUND FLOOR ADU ONLY.
PW20190906717 | 06-SEP-19 | 1126 |  | PERSIA | AV |  | COMPLETE | 13-SEP-19 | 24/7 ROOTER AND PLUMBING SERVICES INC | WORK CATEGORY: 1P; REPLACE APPROX 15 FEET OF SEWER PIPE FROM THE HOUSE TRAP TO THE SIDEWALK.
PW20190906739 | 06-SEP-19 | 88 |  | KEARNY | ST |  | ISSUED | 06-SEP-19 | BAYLINE MECHANICAL INC | WORK CATEGORY: 5P; FLOOR 13 - INSTALL ONE NEW KITCHEN SINK
PP20190906155 | 06-SEP-19 | 151 |  | VERMONT | ST | 9 | ISSUED | 06-SEP-19 | ALL BAY CUSTOM HOME BUILDERS INC | CHANGE VANITY.
PM20190906157 | 06-SEP-19 | 185 |  | HAIGHT | ST | 0 | ISSUED | 06-SEP-19 | RICHBAY CONSTRUCTION | MECHANICAL WORK FOR WORK APPROVED UNDER PA# 201903215922 NEW DUCTS.
PW20190906727 | 06-SEP-19 | 2 |  | ARDENWOOD | WY |  | COMPLETE | 20-SEP-19 | ARB INC | WORK CATEGORY: 1P; GAS HOUSELINE EXT
PW20190907741 | 07-SEP-19 | 324 |  | STRATFORD | DR |  | COMPLETE | 16-SEP-19 | HARRIS WATER HEATERS | WORK CATEGORY: 1P; INSTALL 40 GALLON WATER HEATER.
PW20190907742 | 07-SEP-19 | 1423 |  | SAN BRUNO | AV |  | ISSUED | 07-SEP-19 | HARRIS WATER HEATERS | WORK CATEGORY: 1P; INSTALL 40 GALLON WATER HEATER.
PW20190907740 | 07-SEP-19 | 886 |  | 37TH | AV |  | ISSUED | 07-SEP-19 | GAGNE BROS. DBA BENJAMIN FRANKLIN PLUMBI | WORK CATEGORY: 1P; REPLACING 50 GALLON GAS WATER HEATER.
PMW20190907743 | 07-SEP-19 | 125 |  | MIRALOMA | DR |  | COMPLETE | 13-SEP-19 | S L MECHANICAL CONTRACTOR | WORK CATEGORY: 1M; REPLACE TWO FURNACE IN BASEMENT.DUCTING . GAS AND ELECTRIC CONNECTION TO THE FURNACES. FUEL PIPES FOR FURNACES
PW20190908744 | 08-SEP-19 | 1777 |  | CHESTNUT | ST |  | COMPLETE | 10-SEP-19 | EXPERT ROOTER AND PLUMBING INC. | WORK CATEGORY: 1P; INSTALL (2) 3" DRAINS ON ROOF AND NEW VERTICAL 4" STACK
PW20190908745 | 08-SEP-19 | 450 |  | PALMETTO | AV |  | ISSUED | 08-SEP-19 | BAYWORKS PLUMBING | WORK CATEGORY: 2PA; RUN NEW DWV FOR : 1 BATHROOM NEW WASHER AND UTILITY SINK . NEW GAS LINE FOR DRYER MACHINE RELOCATE EXISTENT WATER HEATER .
PW20190909756 | 09-SEP-19 | 195 |  | CLEARFIELD | DR |  | ISSUED | 09-SEP-19 | F W H ACQUISITION CO LLC DBA FAST WATER | WORK CATEGORY: 1P; REMOVE/REPLACE GAS WATER HEATER
PW20190909748 | 09-SEP-19 | 501 |  | 02ND | ST |  | COMPLETE | 17-SEP-19 | BAYLINE MECHANICAL INC | WORK CATEGORY: 11P; DEMO 2 BACKFLOW DEVICES FOR SUITE 200. SERIAL #A045342. SERIAL #226857.
PM20190909178 | 09-SEP-19 | 1810 |  | 15TH | ST |  | COMPLETE | 13-SEP-19 | CALQUHOUN CONSTRUCTION | REPLACE (E) HEATER
PP20190909187 | 09-SEP-19 | 750 |  | BRANNAN | ST |  | COMPLETE | 16-SEP-19 | ANNUAL FIRE & SAFETY SPRINKLER | GROUND FLOOR - BELOW NEW DUCTWORK; ADD 8 SPRINKLER HEADS
PP20190909206 | 09-SEP-19 | 1922 |  | 42ND | AV |  | ISSUED | 09-SEP-19 | L R PLUMBING | REMOVE KITCHEN SINK FROM THE GROUND FLOOR
PW20190909763 | 09-SEP-19 | 350 |  | HILL | ST |  | ISSUED | 09-SEP-19 | MADDEN PLUMBING LLC | WORK CATEGORY: 2PA; ROUGH IN AND TRIM OUT (1) SINK ON ROOF DECK.PROVIDE GAS FOR FUTURE FIRE PIT
PP20190909184 | 09-SEP-19 | 1283 |  | MCALLISTER | ST |  | ISSUED | 09-SEP-19 | JONES BROS CONSTRUCTION & DESIGN INC | REMODEL EXISTING 2 BATHROOMS
PP20190909200 | 09-SEP-19 | 2424 |  | BUCHANAN | ST |  | COMPLETE | 09-SEP-19 | RICHARD AVELAR &ASSOC RECONSTR/DBA RECON | TO RENEW PP20171130753 FOR FINAL
PP20190909181 | 09-SEP-19 | 1452 |  | BROADWAY | * | 0 | ISSUED | 09-SEP-19 | JADE PLUMBING COMPANY INC | INSTALL PLUMBING WORKS ON ENTIRE BUILDING. WASTE & VENT. HOT & COLD WATER & GAS PIPE IN 8 UNITS AND COMMON AREA
PM20190909219 | 09-SEP-19 | 265 |  | YERBA BUENA | AV |  | ISSUED | 09-SEP-19 | LEI'S CONSTRUCTION CO | INSTALL ONE RADIANT HEAT SYSTEM.
PM20190909180 | 09-SEP-19 | 299 |  | SAGAMORE | ST |  | ISSUED | 09-SEP-19 | GLC AND COMPANY | INSTALL 2 NEW FURNACE AND FLUE.
PP20190909176 | 09-SEP-19 | 74 |  | DEL MONTE | ST |  | ISSUED | 09-SEP-19 | KITCHEN FANTASTIC | KITCHEN REMODEL - REPLACE CABINETS NEW SINK GAS STOVE RELOCATE REFRIGERATOR
PW20190909760 | 09-SEP-19 | 116 |  | STANYAN | ST |  | ISSUED | 09-SEP-19 | RIFF RAFF PLUMBING | WORK CATEGORY: 2PB; 4 1/2 BATHROOMS KITCHEN AND LAUNDRY
PM20190909191 | 09-SEP-19 | 32 |  | ROOSEVELT | WY |  | COMPLETE | 10-SEP-19 | ZH MECHANICAL INC | REPLACE OLD FURNACE TO INSTALL NEW FURNACE FOR UNIT # 32
PM20190909226 | 09-SEP-19 | 282 |  | MANGELS | AV |  | ISSUED | 09-SEP-19 | DUNG TRAN CONSTRUCTION | 1 NEW FURNACE
PMW20190909757 | 09-SEP-19 | 363 |  | BRIGHT | ST |  | ISSUED | 09-SEP-19 | AK MECHANICAL | WORK CATEGORY: 1M; REPLACEMENT OF THE FURNACE AND DUCTWORK
PW20190909769 | 09-SEP-19 | 2033 |  | TAYLOR | ST |  | ISSUED | 09-SEP-19 | HYDRO FLOW SYSTEMS INC **SEE NOTES** | WORK CATEGORY: 2PA; NEW BOILER TO PROVIDE RADIANT HEAT TO 2/3 RADIATORS
PW20190909764 | 09-SEP-19 | 101 |  | SPEAR | ST |  | COMPLETE | 16-SEP-19 | AYOOB & PEERY PLUMBING | WORK CATEGORY: 4PB; 1ST FLOOR: ADD (34) AND RELOCATE (27) SPRINKLERS TO CONFORM WITH THE NEW TENANT IMPROVEMENT. REF#: 2019-0806-8010 JOB#: 19-668
PM20190909216 | 09-SEP-19 | 1012 |  | CHENERY | ST |  | ISSUED | 09-SEP-19 | A A HEATING AND A/C | RUN KITCHEN BATHROOM AND DRYER VENTS
PM20190909185 | 09-SEP-19 | 3800 |  | WASHINGTON | ST |  | ISSUED | 09-SEP-19 | SAN FRANCISCO HEATING AND COOLING | 2 DUCTLESS CASSETTES
PW20190909771 | 09-SEP-19 | 731 |  | 12TH | AV |  | ISSUED | 09-SEP-19 | FAHERTY PLUMBING | WORK CATEGORY: 2PA; REMODEL AND INSTALL NEW FIXTURES FOR 2.5 BATHROOMS KITCHEN AND LAUNDRY
PP20190909214 | 09-SEP-19 | 183 |  | STANYAN | ST |  | ISSUED | 09-SEP-19 | HO BOK CONSTRUCTION | REMODEL ENTIRE HOUSE. NEW PLUMBING AND PLUMBING FIXTURES AS NEEDED THROUGHOUT. 2 SHOWER PAN UNDERGROUND WORK.
PW20190909762 | 09-SEP-19 | 400 |  | BEALE | ST | 406 | COMPLETE | 19-SEP-19 | EXPRESS PLUMBING AND ROOTER DBA VANGO RO | WORK CATEGORY: 1P; RE-ROUTE VENT
PP20190909208 | 09-SEP-19 | 3632 |  | 26TH | ST | 0 | ISSUED | 09-SEP-19 | CNK PLUMBING | GAS PRESSURE TEST T&P TO EXTERIOR RELOCATE WATHER HEATER.
PP20190909222 | 09-SEP-19 | 16 |  | LAGUNA | ST |  | COMPLETE | 27-SEP-19 | B-SIDE INC. | UNIT #401: UPDATE (E) WASHER/DRYER
PW20190909759 | 09-SEP-19 | 937 |  | DELANO | AV |  | COMPLETE | 17-SEP-19 | HEISE'S PLUMBING | WORK CATEGORY: 1P; GAS LINE TO NEW FURNACE LOCATTION
PW20190909749 | 09-SEP-19 | 792 |  | CAPP | ST |  | ISSUED | 09-SEP-19 | ROS PLUMBING | WORK CATEGORY: 1P; INSTALL TWO RADIANT HEAT SYSTEMINSTALL PEX INSTALL FLUE PIPE
PW20190909746 | 09-SEP-19 | 1121 |  | CLAY | ST |  | ISSUED | 09-SEP-19 | GARIBALDI PLUMBING COMPANY INC | WORK CATEGORY: 2PA; INSTALL NEW PLUMBING FIXTURES IN BATHROOM AND KITCHEN.
PP20190909177 | 09-SEP-19 | 1231 |  | MARKET | ST |  | ISSUED | 09-SEP-19 | BRYAN J. VALVERDE CO | FLOOR SINK FLOOR DRAINS MISC SINKS HAND SINK WATER STATION PER PLAN.
PW20190909754 | 09-SEP-19 | 42 |  | DORANTES | AV |  | ISSUED | 09-SEP-19 | KEARNEY PLUMBING | WORK CATEGORY: 2PA; INSTALL RADIANT HEATING. INSTALL BOILER IN GARAGE. TAKE FLUES TO OUTSIDE. INSTALL PEX PIPING WITH ULTRA FINS IN JOIST BAY.
PP20190909228 | 09-SEP-19 | 534 |  | 37TH | AV | 2 | ISSUED | 09-SEP-19 | DLIU CONSTRUCTION | NEW KITCHEN FOR ADU UNITS AND FEW FIXTURES FOR BATHROOM.
PP20190909223 | 09-SEP-19 | 3829 |  | 25TH | ST |  | COMPLETE | 16-SEP-19 | HO BOK CONSTRUCTION | RENEW EXPIRED PERMIT #PP20180620488 FOR FINAL INSPECTION.
PW20190909753 | 09-SEP-19 | 2440 |  | MARKET | ST |  | COMPLETE | 30-SEP-19 | CAHILL AND KAVANAUGH INC * SEE NOTE* | WORK CATEGORY: 8P; REMOVAL OF EXISTING STEAM BOILER AND INSTALLING A NEW STEAM BOILER
PW20190909751 | 09-SEP-19 | 850 |  | POWELL | ST | 106 | COMPLETE | 12-SEP-19 | ANAYA TILE STONE INC | WORK CATEGORY: 1P; SHOWER PAN INSTALLATION
PP20190909221 | 09-SEP-19 | 4238 |  | 18TH | ST |  | ISSUED | 09-SEP-19 | DUNNE PLUMBING | TO ADDRESS NOV 201982591: RERUN VARIOUS DRAIN LINES IN ALLEYWAY PER CODE
PP20190909188 | 09-SEP-19 | 1310 | 1312 | PACIFIC | AV |  | ISSUED | 09-SEP-19 | L P G FIRE PROTECTION INC | INSTALL FIRE SPRINKLER YSSDTEM IN (E) PARKING GARAGE & NEW RESIDENTIAL UNITS ABOVE 1/F.
PMW20190909752 | 09-SEP-19 | 1700 |  | OWENS | ST |  | COMPLETE | 12-SEP-19 | INDOOR ENVIRONMENTAL SERVICES | WORK CATEGORY: 2M ; INSTALLED DUCT FLUE PIPE FOR FIREPLACE.
PP20190909189 | 09-SEP-19 | 22 |  | VANDEWATER | ST | 306 | ISSUED | 09-SEP-19 | BOSS CONSTRUCTION INC. | REMODEL EXISTING KITCHEN & BATH ADD WASHER/DRY OUTLET.
PP20190909204 | 09-SEP-19 | 73 |  | WESTGATE | DR |  | ISSUED | 09-SEP-19 | ERIC Z DENG CONSTRUCTION | LAUNDRY RELOCATION.
PP20190909224 | 09-SEP-19 | 282 |  | MANGELS | AV |  | ISSUED | 09-SEP-19 | DUNG TRAN CONSTRUCTION | (N) TANKLESS WATER HEATER UNDERGROUND PLUMBING 3 SHOWER PANS 3 FULL BATHS 1 KITCHEN AND LAUNDRY
PP20190909227 | 09-SEP-19 | 1 |  | LOMBARD | ST |  | COMPLETE | 12-SEP-19 | VELOX CONSTRUCTION | SUITE 202: REMODEL KITCHEN IN LIKE-KIND
PM20190909183 | 09-SEP-19 | 297 |  | SAGAMORE | ST |  | ISSUED | 09-SEP-19 | GLC AND COMPANY | INSTALL 2 NEW FURNACE AND FLUE.
PM20190909202 | 09-SEP-19 | 752 |  | HEAD | ST |  | ISSUED | 09-SEP-19 | C B AND R CONSTRUCTION | REPLACE FURNACE & FLUE
PM20190909182 | 09-SEP-19 | 1582 | 1582 | 46TH | AV |  | ISSUED | 09-SEP-19 | QUALITY GENERAL CONSTRUCTION CO INC | RELOCATE DUCTING & FLUE.
PP20190909186 | 09-SEP-19 | 2225 |  | FOLSOM | ST |  | ISSUED | 09-SEP-19 | GOWAN CONSTRUCTION | REARRANGE EXISTING BATHROOM LAYOUT FOR ADA COMPLIANT.
PW20190909772 | 09-SEP-19 | 324 |  | MISSISSIPPI | ST |  | ISSUED | 09-SEP-19 | FAHERTY PLUMBING | WORK CATEGORY: 2PA; REMODEL AND INSTALL NEW FIXTURES FOR 1.5 BATHROOMS KITCHEN AND LAUNDRY FOR BOTTOM UNIT 324. REMODEL AND INSTALL NEW FIXTURES FOR 2 BATHROOMS KITCHEN AND LAUNDRY FOR TOP UNIT 326. INSTALL RADIANT HEAT SYSTEM FOR BOTH UNITS WITH COMBINATION BOILER FOR EACH UNIT
PP20190909196 | 09-SEP-19 | 290 |  | LOMBARD | ST | 21 | 22 | ISSUED | 09-SEP-19 | CARY WING PLUMBING & FIRE PROTECTION INC
PM20190909213 | 09-SEP-19 | 145 |  | MANOR | DR |  | ISSUED | 09-SEP-19 | LEI'S CONSTRUCTION CO | INSTALL ONE RADIANT HEAT SYSTEM.
PW20190909767 | 09-SEP-19 | 74 |  | MOUNTAIN SPRING | AV |  | COMPLETE | 16-SEP-19 | HARRIS WATER HEATERS | WORK CATEGORY: 1P; INSTALL 50 GALLON WATER HEATER LIKE FOR LIKE.
PP20190909225 | 09-SEP-19 | 666 |  | FELTON | ST |  | ISSUED | 09-SEP-19 | HOMEOWNER'S PERMIT | ADDITIONAL 2.5 BATHROOMS; COPPER INSPECTION NEEDED. RENEWAL OF PERMIT PP20180209721
PW20190909768 | 09-SEP-19 | 3500 |  | NORIEGA | ST |  | ISSUED | 09-SEP-19 | BAY CITY PLUMBING | WORK CATEGORY: 1P; NEW KITCHEN SINK ROUGH IN
PP20190909194 | 09-SEP-19 | 1276 |  | GENEVA | AV |  | ISSUED | 09-SEP-19 | PRECISION PLUMBING | ROUGH AND FINISH PLUMBING FOR UNIT DOWNSTAIRS KITCHEN AND BATHROOM.
PW20190909747 | 09-SEP-19 | 2234 |  | 36TH | AV |  | ISSUED | 09-SEP-19 | ACE PLUMBING & ROOTER | WORK CATEGORY: 1P; SEWER REPAIR
PM20190909220 | 09-SEP-19 | 4828 |  | MISSION | ST |  | ISSUED | 09-SEP-19 | A A HEATING AND A/C | REPLACING HOOD AND PIPE FOR KITCHEN
PW20190909758 | 09-SEP-19 | 2025 |  | CASTRO | ST |  | COMPLETE | 12-SEP-19 | ARB INC | WORK CATEGORY: 1P; GAS HOUSELINE EXT
PM20190909195 | 09-SEP-19 | 777 |  | SILVER | AV |  | ISSUED | 09-SEP-19 | ZH MECHANICAL INC | INSTALL TWO NEW FURNACE AND VENT PIPE
PW20190909770 | 09-SEP-19 | 1163 |  | SOUTH VAN NESS | AV |  | ISSUED | 09-SEP-19 | A M WEST MECHANICAL INC. | WORK CATEGORY: 2PB; REPLACE UNDERGROUND DRAIN AND WATER LINES.INSTALL UNDERGROUND DRAIN LINE FOR FUTURE UPGRADES.
PP20190909218 | 09-SEP-19 | 265 |  | YERBA BUENA | AV |  | ISSUED | 09-SEP-19 | LEI'S CONSTRUCTION CO | 1ST FL; ADD 2 FULL BATH LAUNDRY ROOM LAUNDRY SINK FLOOR DRAIN SEWER LINE REPLACE WATER HEATER. 2ND FL: REMODEL KITCHEN & 2 BATHROOMS.
PP20190909210 | 09-SEP-19 | 275 | 275 | OAK | ST |  | ISSUED | 09-SEP-19 | RIFF RAFF PLUMBING | 2 BATHROOM 2 KITCHENS 2 LAUNDRY 2 WATER HEATERS
PP20190909198 | 09-SEP-19 | 1360 |  | JONES | ST | 802 | ISSUED | 09-SEP-19 | BLUE BAY PAINTING CONTRACTOR | #802: KITCHEN & 2 BATHROOMS REMODEL. PLUMBING UP TO CODE.
PP20190909199 | 09-SEP-19 | 1951 |  | FUNSTON | AV |  | ISSUED | 09-SEP-19 | SURE INC. | BATHROOM REMODEL
PP20190909212 | 09-SEP-19 | 145 |  | MANOR | DR |  | ISSUED | 09-SEP-19 | LEI'S CONSTRUCTION CO | 1ST FL: ADD 2 & HALF BATHS. RELOCATE WASHER. 2ND FL: RELOCATE KITCHEN & BATHROOM ADD 1 BATH.
PP20190909205 | 09-SEP-19 | 253 |  | COLLINGWOOD | ST |  | ISSUED | 09-SEP-19 | DON RENE ALVARADO | RELOCATE DRAINS & HOT & COLD WATER PIPES IN 3 BATHROOMS INSTALL NEW FIXTURES 3 SHOWER PANS.
PP20190909217 | 09-SEP-19 | 1406 |  | 21ST | AV |  | ISSUED | 09-SEP-19 | L R PLUMBING | REPLACE WATER HEATER & FURNACE INCLUDING FLUE.
PP20190909203 | 09-SEP-19 | 888 |  | DARIEN | WY |  | ISSUED | 09-SEP-19 | PROSPER CONSTRUCTION DEVELOPMENT INC | REDO PLUMBING TANKLESS WATER HEATER.
PM20190909201 | 09-SEP-19 | 1170 |  | RHODE ISLAND | ST |  | ISSUED | 09-SEP-19 | CONCEPT CONSTRUCTION ***SEE NOTE*** | GAS TEST INSTALL TWO BOILERS IN GARAGE. RADIANT HEATING
PW20190909765 | 09-SEP-19 | 2442 |  | FRANCISCO | ST | 0 | ISSUED | 09-SEP-19 | ROS PLUMBING | WORK CATEGORY: 1P; INSTALL NEW SHOWER VALVEINSTALL NEW BATH TUBMOVE GAS LINE FOR STOVE
PP20190909209 | 09-SEP-19 | 1354 |  | 21ST | AV |  | ISSUED | 09-SEP-19 | PRECISE PLUMBING | GARAGE FLOOR; 1 BATHROOM AND 1 LAUNDRY/WASHER. 2 FLOOR DRAIN. WASTE AND VENT PIPE. GASE LINE TO WATER HEATER.
PP20190909215 | 09-SEP-19 | 1136 |  | MUNICH | ST |  | ISSUED | 09-SEP-19 | LEI'S CONSTRUCTION CO | 2ND FL: REMODEL KITCHEN & 2 BATHROOMS.
PP20190909207 | 09-SEP-19 | 128 |  | JUANITA | WY |  | ISSUED | 10-SEP-19 | BRIDGE PLUMBING AND HEATING INC | KITCHEN AND 2 BATHROOM RMEODELS. UNDERGROUND WORK. NEW POWDER ROOM LAUNDRY ROOM AND BAR SINK
PM20190909192 | 09-SEP-19 | 30 |  | ROOSEVELT | WY |  | COMPLETE | 10-SEP-19 | ZH MECHANICAL INC | REPLACE OLD FURNACE TO INSTALL NEW FURNACE FOR UNIT # 30
PW20190909750 | 09-SEP-19 | 985 |  | DUNCAN | ST |  | COMPLETE | 17-SEP-19 | DISCOUNT PLUMBING CO | WORK CATEGORY: 1P; SEWERLINE AND HOUSE TRAP REPLACEMENT
PP20190909179 | 09-SEP-19 | 1812 |  | 15TH | ST |  | COMPLETE | 13-SEP-19 | CALQUHOUN CONSTRUCTION | TO RENEW PP20140507527 (KITCHEN & BATHROOM REMODEL: RELOCATE WATER HEATER)
PP20190909211 | 09-SEP-19 | 2565 |  | 03RD | ST |  | ISSUED | 09-SEP-19 | HUFF CONSTRUCTION COMPANY INC | SHOWER PAN
PP20190909197 | 09-SEP-19 | 44 |  | EVERGLADE | DR |  | ISSUED | 09-SEP-19 | SURE INC. | BATH ROOM REMODEL
PW20190909766 | 09-SEP-19 | 3707 |  | CLEMENT | ST |  | ISSUED | 09-SEP-19 | FONTANA | WORK CATEGORY: 2PB; KITCHEN REMODEL NEW BATH ADDITION AND LAUNDRY.
PM20190909193 | 09-SEP-19 | 2162 |  | 35TH | AV |  | ISSUED | 09-SEP-19 | ZH MECHANICAL INC | REPLACE OLD FURNACE TO INSTALL NEW FURNACE
PW20190909761 | 09-SEP-19 | 425 |  | MARKET | ST |  | ISSUED | 09-SEP-19 | BAYLINE MECHANICAL INC | WORK CATEGORY: 5P; FLOOR 9 - INSTALL ONE NEW KITCHEN SINK
PMW20190909755 | 09-SEP-19 | 236 |  | JERSEY | ST |  | COMPLETE | 20-SEP-19 | STATE SHEET METAL WORKSINC. | WORK CATEGORY: 1M; REPLACE HEARTH CONSOL HEATER WITH FLUE LINER KIT.
PP20190909190 | 09-SEP-19 | 22 |  | VANDEWATER | ST | 206 | ISSUED | 09-SEP-19 | BOSS CONSTRUCTION INC. | REMODEL EXISTING KITCHEN & BATH ADD WASHER/DRY OUTLET.
PP20190910231 | 10-SEP-19 | 884 |  | ALABAMA | ST |  | ISSUED | 10-SEP-19 | J R B CONSTRUCTION | RENEW EXPIRED PERMIT PP20180110790 FOR FINAL INSPECTION.
PP20190910261 | 10-SEP-19 | 2425 |  | BUCHANAN | ST |  | ISSUED | 10-SEP-19 | US CONSTRUCTION CALIFORNIA INC | REMODEL KITCHEN AND BATH ADD NEW BATH WASHER DRYER
PP20190910254 | 10-SEP-19 | 1272 |  | MARKET | ST |  | COMPLETE | 01-OCT-19 | C R REICHEL ENGINEERING | NEW DEMOSTIC HOT WATER BOILER. OLD BOILER SERIAL # BODCL0234 HAS BEEN REMOVED
PP20190910251 | 10-SEP-19 | 2533 |  | LOMBARD | ST |  | ISSUED | 10-SEP-19 | RIVERA CONSTRUCTION | TO RENEW PW20170314782
PP20190910233 | 10-SEP-19 | 1877 |  | 28TH | AV |  | ISSUED | 10-SEP-19 | 369 CONSTRUCTION | REMODEL 1 KITCHEN AND 1 BATH
PP20190910260 | 10-SEP-19 | 2425 |  | BUCHANAN | ST |  | ISSUED | 10-SEP-19 | US CONSTRUCTION CALIFORNIA INC | REMODEL KITCHEN AND BAT ADD WASHER DRYER NEW KTICHEN CABINETS BAT FIXTURES
PW20190910798 | 10-SEP-19 | 275 |  | BATTERY | ST |  | COMPLETE | 19-SEP-19 | BAYLINE MECHANICAL INC | WORK CATEGORY: 5P; INSTALL ONE NEW KITCHEN PANTRY IN EXISTING PANTRY LOCATION. ALL WORK IS ON THE 4TH FLOOR SUITE 480.
PW20190910795 | 10-SEP-19 | 2856 |  | JACKSON | ST |  | COMPLETE | 18-SEP-19 | CAHILL AND KAVANAUGH INC * SEE NOTE* | WORK CATEGORY: 1P; REMOVE EXISTING BACKFLOW AND INSTALL NEW BACKFLOW
PW20190910787 | 10-SEP-19 | 101 |  | MISSION | ST |  | COMPLETE | 02-OCT-19 | ANDERSON ROWE & BUCKLEY INC. | WORK CATEGORY: 4PB; AR&B 19-155 FIRE SPRINKLER TI ON THE 5TH FLOOR - RELOCATE 34 HEADS AND ADD 5 HEADS
PP20190910238 | 10-SEP-19 | 1200 |  | 14TH | AV | A106 | ISSUED | 10-SEP-19 | CARMEL CONSTRUCTION INC | NEW PLUMBING "WATER & SEWER" TO HOOK UP NEW WASHER/DRYER AND LAUNDRY BOX. NEW SINKS FAUCETS AND ANGLE STOPS.
PP20190910252 | 10-SEP-19 | 66 |  | BELCHER | ST | 3 | ISSUED | 10-SEP-19 | PROSPER CONSTRUCTION DEVELOPMENT INC | UPGRADE PLUMBING UP TO CODE FOR TWO BATHROOM. 1 SHOWER PAN.
PW20190910785 | 10-SEP-19 | 88 |  | KEARNY | ST |  | COMPLETE | 19-SEP-19 | ANDERSON ROWE & BUCKLEY INC. | WORK CATEGORY: 4PB; AR&B 19-192 FIRE SPRINKLER TI ON THE 21ST FLOOR - ADDED HEADS 2 RELOCATED HEADS 8
PP20190910239 | 10-SEP-19 | 1820 |  | DIVISADERO | ST |  | ISSUED | 10-SEP-19 | PACIFIC GENERAL CONSTRUCTION | INTERIOR REMODEL INCLUDING 1 KITCHEN & 2 BATHROOMS. ADD NEW FULL BATHROOM. 2 SHOWER PANS.
PW20190910786 | 10-SEP-19 | 1 |  | POWELL | ST | 402 | ISSUED | 10-SEP-19 | ANDERSON ROWE & BUCKLEY INC. | WORK CATEGORY: 4PB; AR&B 19-140 FIRE SPRINKLER TI BASMENT: RELOCATE 92 HEADS AND ADD 9 HEADS PLUG 20 HEADS
PP20190910235 | 10-SEP-19 | 1072 |  | NOE | ST |  | ISSUED | 10-SEP-19 | CALIFORNIA BUILDERS & FOUNDATIONS | 4 SHOWER PANS
PW20190910796 | 10-SEP-19 | 2402 |  | CALIFORNIA | ST |  | ISSUED | 10-SEP-19 | C R REICHEL ENGINEERING | WORK CATEGORY: 8P; NEW DOMESTIC HOT WATER BOILER INSTALLED BY OTHERS.
PP20190910247 | 10-SEP-19 | 2230 |  | QUINTARA | ST |  | ISSUED | 10-SEP-19 | BAY C T CONSTRUCTION INC | 1ST FL TWO (N) BATHS AND LAUNDRY WITH UNDERGROUND. 2ND FL KITCHEN AND BATHROOM REMODEL. INCLUDING SHOWERPANS.
PW20190910794 | 10-SEP-19 | 1351 |  | MCALLISTER | ST |  | COMPLETE | 18-SEP-19 | O'GRADY PLUMBING | WORK CATEGORY: 1P; SEWER REAPIR
PP20190910257 | 10-SEP-19 | 522 |  | MOLIMO | DR |  | COMPLETE | 16-SEP-19 | B N PLUMBING | REPLACE WATER HEATER
PP20190910242 | 10-SEP-19 | 453 |  | 23RD | AV |  | ISSUED | 10-SEP-19 | M F A CONSTRUCTION | ADD BATHROOMS AND KITCHENS TO BOTH UNITS. THREE SHOWER PANS
PP20190910263 | 10-SEP-19 | 130 |  | TURK | ST |  | ISSUED | 10-SEP-19 | DAVID NALE | TO RENEW PP20161028236
PW20190910793 | 10-SEP-19 | 750 |  | 24TH | ST |  | COMPLETE | 16-SEP-19 | PARAGON MECHANICAL INC | WORK CATEGORY: 2PA; DEMO EXISTING WATER CLOSET AND SINK DIRECT REPLACEMENT OF WATER CLOSET AND SINK.
PP20190910236 | 10-SEP-19 | 2926 |  | FILLMORE | ST | B | COMPLETE | 16-SEP-19 | ALBION PLUMBING & ROOTER INC | UNIT B: DEMO (E) REPIPE GAS LINE W/NEW GALV PIPE TO CHU RANGE WATER HEATER INSTALL EQ GAS SHUT OFF VALVE AT METER
PP20190910234 | 10-SEP-19 | 1520 |  | TAYLOR | ST | 603 | ISSUED | 10-SEP-19 | INFINITY PLUMBING & ROOTER | CHANGE OF CONTRACTOR FOR PP20190520933. REMODEL 2 BATHROOMS KITCHEN & HALF BATH. 3 NEW TOILETS 3 NEW SINKS AND FAUCET 2 SHOWER FAUCET NEW KITCHEN SINK & FAUCET CANED BAR SINK NEW GARBAGE DISPOSAL AND INSTALL WASHER & DRYER.
PMW20190910778 | 10-SEP-19 | 17 |  | LOYOLA | TR | 2 | COMPLETE | 20-SEP-19 | AIR FLOW PRO'S | WORK CATEGORY: 1M; CHANGEOUT TO GAS EFFICIENT FURNACE
PP20190910245 | 10-SEP-19 | 842 |  | GUERRERO | ST | 0 | ISSUED | 10-SEP-19 | RIVERA CONSTRUCTION | REPLACE KITCHEN SINK & FAUCET PER SOFT STORY WORK
PW20190910782 | 10-SEP-19 | 167 |  | JUDSON | AV |  | ISSUED | 10-SEP-19 | IN & OUT DRAIN CLEANING INC. | WORK CATEGORY: 2PB; SEWER LINE
PP20190910230 | 10-SEP-19 | 1477 |  | 09TH | AV |  | COMPLETE | 12-SEP-19 | ALVARADO TILE STONE | 1 SHOWER PAN
PW20190910789 | 10-SEP-19 | 375 |  | LAGUNA HONDA | BL |  | COMPLETE | 24-SEP-19 | EMCOR SERVICES/MESA ENERGY SYSTEMS INC | WORK CATEGORY: 8P; REPLACEMENT OF THE 12 MILLION BTU STEAM HEATING BOILER WITH TWO (2) 4.3 MILLION BTU STEAM BOILERSTO ALLOW FOR GREATER STAGING AND SCALABILITY
PW20190910788 | 10-SEP-19 | 680 |  | SANCHEZ | ST |  | ISSUED | 10-SEP-19 | MAGIC PLUMBING | WORK CATEGORY: 1P; REPLACE CURB TRAP AND SEWER MAIN.
PP20190910262 | 10-SEP-19 | 3106 |  | FOLSOM | ST |  | ISSUED | 10-SEP-19 | UNLIMITED BUILDERS | RENEWAL FOR PP20170829290
PP20190910248 | 10-SEP-19 | 1419 |  | QUESADA | AV |  | COMPLETE | 12-SEP-19 | PIPELINE PLUMBING | WASHING MACHINE HOOKUP DRAIN VENT AND GAS
PW20190910797 | 10-SEP-19 | 960 |  | PINE | ST |  | COMPLETE | 30-SEP-19 | C R REICHEL ENGINEERING | WORK CATEGORY: 8P; NEW STEAM HEATING BOILER. OLD BOILER WITH SERIAL NUMBER 61 53292-1289 HAS BEEN REMOVED.
PW20190910773 | 10-SEP-19 | 388 |  | MARKET | ST |  | ISSUED | 10-SEP-19 | E. MITCHELL INC. | WORK CATEGORY: 2PA; PLUMBING FOR BREAKROOM
PP20190910243 | 10-SEP-19 | 336 |  | NEVADA | ST |  | ISSUED | 10-SEP-19 | SKY HOME BUILDERS INC | KITCHEN REMODEL. DEMO KITCHEN CABS & COUNTER TOPS AND REPLACE WITH NEW. NEW SINK AND FAUCET.
PW20190910775 | 10-SEP-19 | 25 |  | RICO | WY |  | ISSUED | 10-SEP-19 | NIGEL MULGREW PLUMBING INC. | WORK CATEGORY: 2PA; LAUNDRY KITCHEN 3.5 BATHROOMS GAS TO FIREPLACE HOSE BIBS
PM20190910259 | 10-SEP-19 | 477 |  | BELVEDERE | ST |  | ISSUED | 10-SEP-19 | J K CONSTRUCTION CO | INSTALL IN FLOOR HEATING IN ALL CONDITIONED AREAS. INSTALL H.E. WATER HEATER(HYDRONIC HEATING) TO INCORPORATE SPACE HEATING TO DOMESTIC HOT WATER PRODUCTION
PW20190910792 | 10-SEP-19 | 150 |  | FRANKLIN | ST | 0 | COMPLETE | 12-SEP-19 | C R REICHEL ENGINEERING | WORK CATEGORY: 11P; NEW BOILER MAKE UP BACKFLOW DEVICE. OLD DEVICE WITH SERIAL NUMBER 92752 HAS BEEN REMOVED.
PW20190910784 | 10-SEP-19 | 738 |  | 40TH | AV |  | COMPLETE | 19-SEP-19 | MAGIC PLUMBING | WORK CATEGORY: 1P; REPLACE CURB TRAP AND SEWER MAIN INSTALL AREA DRAIN AND RUN DRAIN LINE FOR LAUNDRY.
PW20190910801 | 10-SEP-19 | 1829 |  | IRVING | ST |  | COMPLETE | 20-SEP-19 | PROMPT PLUMBING SERVICES | WORK CATEGORY: 1P; REPLACING A 40-GALLON WATER HEATER
PP20190910237 | 10-SEP-19 | 38 |  | LUSK | ST | 4 | ISSUED | 10-SEP-19 | A 1 BUDGET PLUMBING | REMODEL 1 KITCHEN 2 BATHS GAS LINE FOR LAUNDRY
PW20190910799 | 10-SEP-19 | 3852 |  | 21ST | ST |  | ISSUED | 10-SEP-19 | FLOW MASTERS PLUMBING INC | WORK CATEGORY: 2PB; RENEW EXPIRED PERMIT # PW20180725412 : FULL REMODEL
PP20190910244 | 10-SEP-19 | 651 |  | 39TH | AV |  | COMPLETE | 17-SEP-19 | CELSO'S PLUMBING | REPLACE WATER LINE FROM THE METER TO THE EXISTING WATER LINE INSIDE THE GARAGE.
PW20190910783 | 10-SEP-19 | 2682 |  | BROADWAY | * |  | ISSUED | 10-SEP-19 | ARCH PLUMBING INC | WORK CATEGORY: 1P; BATHROOM REMODEL
PW20190910791 | 10-SEP-19 | 1801 |  | LEAVENWORTH | ST |  | ISSUED | 10-SEP-19 | CJ PLUMBING | WORK CATEGORY: 2PA; REMODEL BATHROOM AND KITCHEN. ADD WASHER AND DRYER. FOR UNIT 2 ONLY
PP20190910246 | 10-SEP-19 | 1545 |  | SACRAMENTO | ST | 4 | ISSUED | 10-SEP-19 | GARY LIU | KITCHEN REMODEL
PP20190910258 | 10-SEP-19 | 477 |  | BELVEDERE | ST |  | ISSUED | 10-SEP-19 | J K CONSTRUCTION CO | REMODEL EXISTING HOME WITH HORIZONTAL ADDITION. NEW KITCHEN LAUNDRY (4) BATHROOMS WITH TWO SHOWER PANS. UNDERGROUND
PMW20190910779 | 10-SEP-19 | 1069 |  | HAMPSHIRE | ST |  | ISSUED | 10-SEP-19 | BLAZE FIREPLACES OF NO CAL | WORK CATEGORY: 1M; INSTALLING ONE FIREPLACE
PP20190910255 | 10-SEP-19 | 1601 |  | QUESADA | AV |  | ISSUED | 10-SEP-19 | W. WONG CONSTRUCTION CO. INC. | REPLACE (17) SINKS (2) KITCHEN SINKS (3) BATHROOM SINKS AND REPLACE (7) TOILETS
PP20190910241 | 10-SEP-19 | 3335 |  | 21ST | ST |  | ISSUED | 10-SEP-19 | M BAY AREA GENERAL CONTRACTORS CORP. | REPLACE TOILET SHOWER FAUCET
PMW20190910781 | 10-SEP-19 | 450 |  | MAGELLAN | AV |  | ISSUED | 10-SEP-19 | SCHMITT HEATING CO INC | WORK CATEGORY: 1M; INSTALL 1 - NEW FLUE LINER AND VENT PIPE TO VENT FURNACE AND WATER HEATER.
PP20190910253 | 10-SEP-19 | 109 |  | CORNWALL | ST |  | ISSUED | 10-SEP-19 | RIVERPATH CONSTRUCTION CORPORATION | RENEW PP20180326029 INSTALL PLUMBING FOR NEW KT SINK FOR KIT VANITY
PW20190910790 | 10-SEP-19 | 155 |  | SAN BENITO | WY |  | COMPLETE | 19-SEP-19 | GEORGE SALET PLUMBING INC | WORK CATEGORY: 1P; REPLACEMENT OF SEWER LINE
PW20190910780 | 10-SEP-19 | 2153 |  | 15TH | ST | 0 | COMPLETE | 12-SEP-19 | PROMPT PLUMBING SERVICES | WORK CATEGORY: 2PA; REPLACING THE HOUSE TRAP
PMW20190910802 | 10-SEP-19 | 549 |  | EL CAMINO DEL MAR | * |  | COMPLETE | 16-SEP-19 | M C L HEATING & AIR CONDITIONING INC | WORK CATEGORY: 1M; INSTALL HIGH EFFICIENCY FURNACE HEATING SYSTEM WITH AIR CONDITIONING
PP20190910229 | 10-SEP-19 | 711 |  | 22ND | ST | 0 | COMPLETE | 19-SEP-19 | INNOVATION PLUMBING AND ROOTER | SEWER LINE REPLACEMENT FROM THE CURB UP TO THE EXISTING 4' CAST IRON LINE (GARAE). APPROX 10FT
PW20190910776 | 10-SEP-19 | 3577 |  | PACIFIC | AV |  | ISSUED | 10-SEP-19 | BRIAN FUSCO PLUMBING | WORK CATEGORY: 2PA; 3 BATHS 1 KITCHEN LAUNDRY REMODEL.
PW20190910777 | 10-SEP-19 | 514 |  | FUNSTON | AV |  | ISSUED | 10-SEP-19 | ROS PLUMBING | WORK CATEGORY: 1P; INSTALL NEW PLUMBING INSTALL NEW UNDER GROUND REMODEL BATHROOM ADD POWDER ROOM KITCHEN SINK REMODEL BATHROOM ON TOP FLOORGAS FOR STOVE
PP20190910249 | 10-SEP-19 | 1610 |  | LOMBARD | ST |  | COMPLETE | 01-OCT-19 | AXA CONSTRUCTION | ADD WASHER AND DRYER
PM20190910240 | 10-SEP-19 | 1820 |  | DIVISADERO | ST |  | ISSUED | 10-SEP-19 | PACIFIC GENERAL CONSTRUCTION | NEW FURNACE.
PP20190910232 | 10-SEP-19 | 248 |  | PROSPECT | AV |  | ISSUED | 10-SEP-19 | ALL STAR FIRE PROTECTION LLC | INSTALL NEW FIRE SPRINKLER SYSTEM THROUGHOUT BUILDING PER NFPA 13-R INCLUDING 2" DEDICATED FIRE SERVICE.
PP20190910250 | 10-SEP-19 | 318 |  | TURK | ST | 507 | ISSUED | 10-SEP-19 | B-SIDE INC. | UNIT #507: CONVERT EXISTING KITCHEN AND BEDROOM. RELOCATE KITCHEN REHABILITATE EXITING BATHROOM INSTALL WASHER AND DRYER.
PW20190910774 | 10-SEP-19 | 3383 |  | PACIFIC | AV |  | COMPLETE | 13-SEP-19 | NIGEL MULGREW PLUMBING INC. | WORK CATEGORY: 1P; SHOWER PAN IN MASTER BATH
PP20190910256 | 10-SEP-19 | 455 |  | VALLEJO | ST | 412 | ISSUED | 10-SEP-19 | S & I CONSTRUCTION INC | KITCHEN REMODEL - LIKE FOR LIKE. ALL UTILITIES TO REMAIN IN SAME LOCATION
PW20190910800 | 10-SEP-19 | 1738 |  | 08TH | AV |  | ISSUED | 10-SEP-19 | PROMPT PLUMBING SERVICES | WORK CATEGORY: 2PA; NEW ISLAND SINK ICE-MAKER AND POT FILLER
PW20190911820 | 11-SEP-19 | 505 |  | SANSOME | ST |  | COMPLETE | 23-SEP-19 | D P W INC. | WORK CATEGORY: 5P; CONDENSER WATER SUPPLY AND RETURN PIPING TO ONE HEAT PUMP ON THE 10TH FLOOR.
PP20190911284 | 11-SEP-19 | 351 |  | BUENA VISTA EAST | AV | 504 | ISSUED | 11-SEP-19 | ZEUS CONSTRUCTION CORP. | UNIT 504E: BATHROOM REMODEL IN-KIND 1 SHOWER PAN
PP20190911279 | 11-SEP-19 | 1391 |  | SHAFTER | AV |  | ISSUED | 11-SEP-19 | SELVIN PLUMBING AND ROOTER | INSTALL NEW SEWER LINE LINE WILL BE 3 SAVER LINE INTO 5 INCH PIPE AND HOUSE TRAP 2 FLOOR DRAIN AND CONNECT EXISTING RAIN GOUTER DRAIN
PP20190911268 | 11-SEP-19 | 603 |  | BAKER | ST |  | ISSUED | 11-SEP-19 | SMART PLUMBING PROJECT INC | PLUMBING RELOCATION IN 1 EXISTING BATHROOM AND LAUNDRY
PP20190911283 | 11-SEP-19 | 250 |  | HOWARD | ST |  | ISSUED | 11-SEP-19 | ALLIED FIRE PROTECTION | LEVEL 4; REF# 2019-0911-1276: FACEBOOK TI: LEVEL 4- FIRE SPRINKLER: (10) ADDED UPRIGHTS; (26) RELOCATED UPRIGHTS; (42) ADDED PENDENTS= TOTALS (78) SPRINKLERS
PW20190911824 | 11-SEP-19 | 1502 |  | 10TH | AV |  | ISSUED | 11-SEP-19 | J E BROWN CO MECHANICAL | WORK CATEGORY: 1P; INSTALLATION OF A REPLACEMENT STEAM BOILER IN A 4 UNIT APARTMENT BUILDING. DOES NOT REQUIRE A "PERMIT TO OPERATE BOILER".
PM20190911272 | 11-SEP-19 | 518 | 524 | 06TH | AV |  | ISSUED | 11-SEP-19 | HCG ASSOCIATES INC | WORK IN UNIT 518A & 522A - REPLACE 2 FURNACE IN 2 UNITS
PW20190911807 | 11-SEP-19 | 440 |  | MYRA | WY |  | COMPLETE | 19-SEP-19 | ARB INC | WORK CATEGORY: 1P; GAS HOUSELINE EXT
PW20190911836 | 11-SEP-19 | 41 |  | KRONQUIST | CT |  | ISSUED | 11-SEP-19 | HEGARTY PLUMBING | WORK CATEGORY: 2PA; REMODELL SOME PLUMBING
PP20190911287 | 11-SEP-19 | 181 |  | BARTLETT | ST | 0 | ISSUED | 11-SEP-19 | NEIGHBORHOOD PLUMBING | UNIT #9: BATHROOM KITCHEN AND LAUNDRY REMODEL
PP20190911306 | 11-SEP-19 | 565 |  | PAGE | ST | 0 | ISSUED | 11-SEP-19 | CITY CONSTRUCTION GROUP | INSTALL ONE NEW KITCHEN AND ONE NEW BATHROOM WITH SHOWER PAN.
PW20190911805 | 11-SEP-19 | 427 |  | MYRA | WY |  | COMPLETE | 19-SEP-19 | ARB INC | WORK CATEGORY: 1P; GAS HOUSELINE EXT
PW20190911816 | 11-SEP-19 | 221 |  | MAIN | ST |  | ISSUED | 11-SEP-19 | D P W INC. | WORK CATEGORY: 5P; WORK TO BE PERFORMED ON THE 16TH FLOOR. 1-80 GAL WATER HEATER TO SERVE 1-SHOWER ROOM AND 1-BREAKROOM SINK.
PW20190911838 | 11-SEP-19 | 3580 |  | CALIFORNIA | ST |  | ISSUED | 11-SEP-19 | HOLLON PLUMBING INC | WORK CATEGORY: 5P; BREAK ROOM WATER SUPPLIES FOR SINK AND ICE MAKER BOX. CAP OFF EXISTING SINKS BEHIND WALLS.
PMW20190911812 | 11-SEP-19 | 227 |  | MONTCALM | ST | 0 | COMPLETE | 20-SEP-19 | ASSOCIATED HEATING OF SF | WORK CATEGORY: 1M; FURNACE REPLACEMENT
PW20190911837 | 11-SEP-19 | 4135 |  | MORAGA | ST |  | ISSUED | 11-SEP-19 | FAHERTY PLUMBING | WORK CATEGORY: 1P; REMODEL 2 BATHROOMS ON MAIN FLOOR AND 1 BATHROOM IN BASEMENT. REPLACE FIXTURES IN KIND
PP20190911314 | 11-SEP-19 | 3572 |  | PIERCE | ST |  | ISSUED | 11-SEP-19 | A PLUS PLUMBING | FINISH KITCHEN AND BATHROOM REMODEL. REFER TO PREVIOUS PP20190513749. OWNER CHANGED CONTRACTOR.
PP20190911312 | 11-SEP-19 | 445 |  | ANDERSON | ST |  | ISSUED | 11-SEP-19 | A PLUS PLUMBING | 3 FLOORS RADIANT HEAT INSTALLATION 1 NEW BOILER INSTALLATION WITH INDIRECT WATER HEATER (199000 BTU)
PP20190911298 | 11-SEP-19 | 5858 |  | MISSION | ST |  | ISSUED | 11-SEP-19 | JIM PARR PLUMBING | INSTALL 7 NEW SPRINKLERS THROUGHOUT NEW ADU
PP20190911302 | 11-SEP-19 | 232 |  | CLIPPER | ST |  | ISSUED | 11-SEP-19 | JIM PARR PLUMBING | INSTALL DWV/WATER FOR FIVE BATHROOMS TWO KITCHENS TWO LAUNDRY
PP20190911273 | 11-SEP-19 | 500 |  | FOLSOM | ST |  | ISSUED | 11-SEP-19 | ANDERSON ROWE & BUCKLEY INC. | (E) FIRE SPRINKLER SYSTEM T.I. 3 ADDED 24 RELOCATED & 2 REMOVED SPRINKLERS
PP20190911319 | 11-SEP-19 | 418 | 420 | DOUGLASS | ST |  | ISSUED | 11-SEP-19 | PRIMO PLUMBING | RUN 1" GAS LINE FOR FIRE PIT PEDESTAL HEATER AND BAR-B-Q. TIE INTO LOWER UNIT METER
PW20190911825 | 11-SEP-19 | 15 |  | ALPINE | TR |  | COMPLETE | 16-SEP-19 | GARCIA PLUMBING AND MECHANICAL CO INC | WORK CATEGORY: 1P; NEW GAS SUPPLY TO FUTURE OUTLET
PW20190911831 | 11-SEP-19 | 101 |  | SPEAR | ST |  | ISSUED | 11-SEP-19 | AYOOB & PEERY PLUMBING | WORK CATEGORY: 5P; 2ND FLOOR: ROUGH-IN AND TRIM WASTE VEST AND DOMESTIC WATER PIPING FOR #2011: (1) SINK (2) DW CONNECTION (1) E-WATER HEATER (1) AIR GAP FITTING. #2023/2025/2077/2078: (4) WATER CLOSET (4) LAVATORY. #2024/2199: (2) SINK. #2068: (1) SINK (1CM 1 WD 1 ESPRESSO MACHINE CONNECTION). #2068A: (1) SINK (1) DW CONNECTION 1 E-WATER HEATER (1) AIR GAP FITTING WITH TP. JOB#: 10-042
PM20190911305 | 11-SEP-19 | 4033 |  | ORTEGA | ST |  | ISSUED | 11-SEP-19 | WEI OUYANG DBA OUYANG CONSTRUCTION | ADD A NEW FURNACE FOR THE ADU. PLUMBING PERMIT #PP20190911304
PP20190911271 | 11-SEP-19 | 390 |  | 01ST | ST |  | ISSUED | 11-SEP-19 | PRIBUSS ENGINEERING INC | JC4279 - INSTALL (2) NEW FIRE SERVICES FOR RESIDENTIAL BUILDING (2) NEW BACKFLOWS FIRE PUMP ASSEMBLY FIRE DEPARTMENT CONNECTIONS (2) COMBINATION STANDPIPES AND AN AUTOMATIC SPRINKLER SYSTEM THROUGHOUT.
PP20190911290 | 11-SEP-19 | 1725 |  | VAN NESS | AV | 0 | COMPLETE | 19-SEP-19 | JACK STRONG PLUMBING & BUILDING SERVICES | REPLACE HOSUE TRAP
PP20190911280 | 11-SEP-19 | 554 |  | 12TH | AV |  | ISSUED | 11-SEP-19 | BATH FITTER NORTHERN CALIFORNIA | NEW VALVE REPLACE SHOWER PAN WALL OVER WALL
PW20190911829 | 11-SEP-19 | 1873 |  | STOCKTON | ST |  | ISSUED | 11-SEP-19 | ARCH PLUMBING INC | WORK CATEGORY: 1P; BATHROOM KITCHEN AND LAUNDRY WATER HEATER. DRAINS VENTS WATER AND GAS LINES.
PP20190911281 | 11-SEP-19 | 180 |  | GEARY | ST |  | ISSUED | 11-SEP-19 | AAA RESTAURANT FIRE CONTROL/DBA AAA FIRE | FIRE SPRINKLER FOR 5TH AND 6TH FLOOR. REF PA 201908088258. HANGERS
PP20190911301 | 11-SEP-19 | 2000 |  | BRYANT | ST |  | ISSUED | 11-SEP-19 | A & B CONSTRUCTION | INSTALL 6" SD PIPE WITHIN THE PRIVATE ALLEY BESIDE THE BUILDING CATCH BASIN AND PERF PIPES. ON FLORIDA ST - INSTALL WATER PIPE 8" STORM DRAIN PIPES TRAPS AND VENTS 8" & 12" FIRE WATER 8" SS PIPE 8". BRYANT ST - INSTALL 8" SEWER PIPE 6" STORM DRAIN
PP20190911264 | 11-SEP-19 | 3525 |  | LAWTON | ST |  | ISSUED | 11-SEP-19 | SF PLUMBING | RECOPPER AND FIXTRUE IN PLUMBING
PMW20190911811 | 11-SEP-19 | 1427 |  | 12TH | AV |  | ISSUED | 11-SEP-19 | ASSOCIATED HEATING OF SF | WORK CATEGORY: 1M; FURNACE REPLACEMENT
PMW20190911832 | 11-SEP-19 | 510 |  | 22ND | AV |  | COMPLETE | 01-OCT-19 | OKELL'S FIREPLACE | WORK CATEGORY: 1M; INSTALL 1 DIRECT VENT GAS INSERT PER MANUAL SPECS. GAS LINE BY OTHERS.
PW20190911808 | 11-SEP-19 | 2190 |  | BROADWAY | * | 10 | COMPLETE | 17-SEP-19 | GARIBALDI PLUMBING COMPANY INC | WORK CATEGORY: 1P; ADDENDUM TO PERMIT# PW20180912529 - FINAL INSPECTION
PMW20190911833 | 11-SEP-19 | 400 |  | EDGEHILL | WY |  | ISSUED | 11-SEP-19 | OKELL'S FIREPLACE | WORK CATEGORY: 1M; INSTALL 1 DIRECT VENT GAS FIREPLACE PER MANUAL SPECS. GAS LINE BY OTHERS.
PP20190911289 | 11-SEP-19 | 30 |  | RANDOLPH | ST |  | ISSUED | 11-SEP-19 | ASTORGA CONSTRUCTION INC | RENEW PLUMBING PERMIT PP20170307519 FOR FINAL INSPECTION; "INSTALL WATER AND GAS FOR A NEW KITCHEN"
PW20190911813 | 11-SEP-19 | 2816 |  | LAGUNA | ST | 0 | COMPLETE | 25-SEP-19 | GEORGE SALET PLUMBING INC | WORK CATEGORY: 1P; KITCHEN REMODEL EXISTING LOCATIONS MASTER BATHROOM REMODEL EXISTING LOCATIONS AND 1ST FLOOR GUEST BATHROOM EXISTING LOCATIONS
PP20190911304 | 11-SEP-19 | 4033 |  | ORTEGA | ST |  | ISSUED | 11-SEP-19 | WEI OUYANG DBA OUYANG CONSTRUCTION | ADD NEW KITCHEN AND BATHROOM REMODEL. SHOWER PAN. MECHANICAL PERMIT #PM20190911305
PP20190911266 | 11-SEP-19 | 229 |  | BRANNAN | ST | 10 | COMPLETE | 12-SEP-19 | A&R TILE INC | INSTALL 1 SHOWER PAN.
PW20190911834 | 11-SEP-19 | 114 |  | ST MARYS | AV |  | ISSUED | 11-SEP-19 | RED WRENCH PLUMBING INC | WORK CATEGORY: 1P; TO COMPLY WITH THE PHYSICAL INSPECTION REPORT #CC 8382 FOR BOTH UNIT #114 AND 116.
PP20190911286 | 11-SEP-19 | 1000 |  | VAN NESS | AV |  | ISSUED | 11-SEP-19 | PRO PLUMBING | INSTALL NEW 4 NEW FLOOR SINK 2 HAND SINK REPLACE 33 TOILETS 14 URINAL. REPLACE 8 LAVATORY SINK
PP20190911297 | 11-SEP-19 | 2500 |  | TURK | BL | 0 | ISSUED | 11-SEP-19 | WEST VALLEY CONST. CO | ISNTALL HOUSE GAS LINE FROM PG& E METER TO BUILDING CONNECTION
PMW20190911810 | 11-SEP-19 | 937 |  | DELANO | AV |  | COMPLETE | 17-SEP-19 | ASSOCIATED HEATING OF SF | WORK CATEGORY: 1M; FURNACE REPLACEMENT
PP20190911296 | 11-SEP-19 | 888 |  | 07TH | ST | 15 | ISSUED | 11-SEP-19 | R F W DESIGN AND RENOVATIONS | REMOVE AND REPLACE SINK GARAGE DISPOSAL FAUCET AND DRAIN
PP20190911270 | 11-SEP-19 | 518 | 524 | 06TH | AV |  | ISSUED | 11-SEP-19 | HCG ASSOCIATES INC | WORK IN UNIT 518 A AND 522 A - REMODEL BATHROOMS IN 2 UNITS. TOTAL 2 BATHROOMS
PP20190911291 | 11-SEP-19 | 20 |  | SHOTWELL | ST |  | ISSUED | 11-SEP-19 | SUPERIOR PLUMBING & FIRE PROTECTION | UNDERGROUND WORK FOR 1 BATHROOM AND 1 KITCHEN AND FLOOR DRAINS.
PP20190911269 | 11-SEP-19 | 900 |  | OAK | ST | 2 | ISSUED | 11-SEP-19 | NOMELLINI CONSTRUCTION * ASK FOR ID * | UNIT #2: REMODEL BATHROOM AND KITCHEN. NEW PLUMBING AND PLUMBING FIXTURES AS NEEDED.
PP20190911295 | 11-SEP-19 | 1530 |  | 48TH | AV |  | ISSUED | 11-SEP-19 | JIM PARR PLUMBING | INSTALL 20 NEW SPRINKLERS THROUGHOUT REAR BUILDING
PW20190911835 | 11-SEP-19 | 368 |  | DIAMOND | ST |  | ISSUED | 11-SEP-19 | HEGARTY PLUMBING | WORK CATEGORY: 2PA; INSTALL RADIANT HEATING SYSTEM INCLUDING BOILER AND FLUE.
PW20190911819 | 11-SEP-19 | 566 |  | CHESTNUT | ST |  | COMPLETE | 16-SEP-19 | ECONOMY PLUMBING | WORK CATEGORY: 1P; INSTALLING A HOUSETRAP
PW20190911817 | 11-SEP-19 | 221 |  | MAIN | ST |  | COMPLETE | 19-SEP-19 | CITY PREFERRED PLUMBING INC | WORK CATEGORY: 5P; 221 MAIN SUITE 770. CHANGE OUT PLUMBING FIXTURES AT EXISTING LOCATION. MODIFY EXISTING ISLAND SINK DRAIN UNDERNEATH FLOOR TO MEET PLUMBING CODES
PP20190911277 | 11-SEP-19 | 1323 |  | GILMAN | AV |  | COMPLETE | 13-SEP-19 | MARCO POLO PLUMBING | INSTALL 1/2" GAS LINE FOR FIREPLACE
PP20190911316 | 11-SEP-19 | 328 |  | SAN JOSE | AV | 0 | ISSUED | 11-SEP-19 | L C BUILDERS INC | KITCHEN REMODEL - RELOCATE KITCHEN SINK NEW TANKLESS WATER HEATER NEW GAS PIPE
PW20190911823 | 11-SEP-19 | 125 |  | GILBERT | ST |  | ISSUED | 11-SEP-19 | RICKO INC DBA JJ COMMERCIAL WATER HEATER | WORK CATEGORY: 8P; WATER HEATER REPLACEMENT100 GAL 80 KBTULIKE FOR LIKE SAME LOCATION.CONDO BLDGLOCATION IS IN GARAGE.
PP20190911311 | 11-SEP-19 | 3026 |  | LAGUNA | ST | 0 | ISSUED | 11-SEP-19 | JACK STRONG PLUMBING & BUILDING SERVICES | REMODEL TWO BATHROOMS . PRE FAB SHOWER PAN
PW20190911830 | 11-SEP-19 | 1875 |  | STOCKTON | ST |  | ISSUED | 11-SEP-19 | ARCH PLUMBING INC | WORK CATEGORY: 1P; BATHROOM KITCHEN AND LAUNDRY WATER HEATER. DRAINS VENTS WATER AND GAS LINES.
PP20190911313 | 11-SEP-19 | 161 |  | 11TH | AV |  | ISSUED | 11-SEP-19 | A PLUS PLUMBING | UNIT 3 & 6 - 2 UNITS RADIANT HEAT INSTALLATION 2 BOILERS 2 BACKFLOW PREVENTOR INSTALLATION.
PW20190911822 | 11-SEP-19 | 80 |  | LOPEZ | AV |  | ISSUED | 11-SEP-19 | J E BROWN CO MECHANICAL | WORK CATEGORY: 1P; INSTALLATION OF A REPLACEMENT STEAM HEATING BOILER FOR A SINGLE FAMILY HOME.
PP20190911265 | 11-SEP-19 | 282 |  | LOUISBURG | ST |  | COMPLETE | 16-SEP-19 | ALANSI'S ROOTER & PLUMBING | UPGRADE MAIN WATER FROM METER TO HOUSE. INSTALL CRASH POST FOR WATER HEATER. REMOVING 4 FLAGS OF CONCRETE.
PP20190911288 | 11-SEP-19 | 181 |  | BARTLETT | ST | 0 | ISSUED | 11-SEP-19 | NEIGHBORHOOD PLUMBING | UNIT #7: BATHROOM KITCHEN AND LAUNDRY REMODEL
PP20190911299 | 11-SEP-19 | 1258 |  | STANYAN | ST |  | ISSUED | 11-SEP-19 | BAY HOME REMODELING | MOVE THE SINK DISH WASHER AND FRIDGE TO THE OTHER AIS WOD RHW KITCHEN.
PP20190911300 | 11-SEP-19 | 5858 |  | MISSION | ST |  | ISSUED | 11-SEP-19 | JIM PARR PLUMBING | INSTALL DWV FOR BATHROOM AND KITCHEN ON GROUND FLOOR
PM20190911293 | 11-SEP-19 | 412 |  | COLLEGE | AV |  | ISSUED | 11-SEP-19 | BASSAD INC./DBA: EVERLAST CONSTRUCTION | FURNACE REPLACEMENT. PLUMBING PERMIT PP20190911294
PP20190911294 | 11-SEP-19 | 412 |  | COLLEGE | AV |  | ISSUED | 11-SEP-19 | BASSAD INC./DBA: EVERLAST CONSTRUCTION | REPIPE WATER PIPES REPLACE WATER HEATER TO TANKLESS. MECHANICAL PERMIT PM20190911293
PP20190911282 | 11-SEP-19 | 229 | 231 | 28TH | ST |  | ISSUED | 11-SEP-19 | ALLIANCE PLUMBING WORKS INC | ADD ONE BATHROOM AND LAUNDRY AT TOP FLOOR. REMODEL ONE BATHROOM AT TOP FLOOR. REMODEL POWDER ROOM AT SECOND LEVEL.
PP20190911310 | 11-SEP-19 | 888 |  | TENNESSEE | ST |  | COMPLETE | 12-SEP-19 | SUBZERO CONSTRUCTORS INC | REFRIGERATION SYSTEM CONDENSATE LINE AND REFRIGERATE PIPING PRESSURE TEST.
PP20190911267 | 11-SEP-19 | 622 |  | HAIGHT | ST |  | COMPLETE | 13-SEP-19 | A&R TILE INC | INSTALL 1 SHOWER PAN.
PP20190911317 | 11-SEP-19 | 159 |  | MEADOWBROOK | DR |  | ISSUED | 11-SEP-19 | HOMEOWNER'S PERMIT | NEW SINK AND GARBAGE DISPOSAL IN EXISTING LOCATION. NEW LINE TO THE REFRIGERATOR FOR ICE
PP20190911278 | 11-SEP-19 | 1683 |  | 42ND | AV |  | COMPLETE | 18-SEP-19 | MARCO POLO PLUMBING | INSTALL 1/2" GAS LINE FOR FIRE PLACE
PP20190911308 | 11-SEP-19 | 111 |  | HOFFMAN | AV |  | ISSUED | 11-SEP-19 | A PLUS PLUMBING | 3 BATHROOMS REMODEL & 1 LAUNDRY. RELOCATE 1 KITHCEN AND WER BAR. WATER HEATER REPLACEMENT NEW SEWER UNDERGROUND HOUSE TRAP INSTALLATION. 2 UNITS INSTALLATION RADIANT HEATING.
PW20190911815 | 11-SEP-19 | 1563 |  | MISSION | ST |  | ISSUED | 11-SEP-19 | ACCO ENGINEERED SYSTEMS INC. | WORK CATEGORY: 5P; INSTALL HAND WASH SINKS. (3) THREE SINKS ON THE 2ND FLOOR AND (3) THREE SINKS ON THE 5TH FLOOR
PW20190911803 | 11-SEP-19 | 4400 |  | 18TH | ST |  | COMPLETE | 27-SEP-19 | ATLAS PLUMBING AND ROOTER | WORK CATEGORY: 1P; SEWER/HOUSETRAP REPLACEMENT
PP20190911275 | 11-SEP-19 | 3924 |  | 26TH | ST | 0 | COMPLETE | 18-SEP-19 | SELVIN PLUMBING AND ROOTER | REPLACE SEWER LINE FROM HOUSE TO THE HOUSE TO THE HOUSE TRAP.
PW20190911821 | 11-SEP-19 | 606 |  | DIAMOND | ST |  | ISSUED | 11-SEP-19 | LUTZ PLUMBING INC | WORK CATEGORY: 1P; WATER HEATER REPLACEMENT
PM20190911307 | 11-SEP-19 | 565 |  | PAGE | ST | 0 | ISSUED | 11-SEP-19 | CITY CONSTRUCTION GROUP | INSTALL MINI-SPLIT HVAC SYSTEM
PW20190911809 | 11-SEP-19 | 384 |  | PARK | ST |  | ISSUED | 11-SEP-19 | LUTZ PLUMBING INC | WORK CATEGORY: 1P; KITCHEN AND BATHROOM REMODEL FOR APT C KITCHEN SINK TOILET & BASIN
PP20190911274 | 11-SEP-19 | 10 | 12 | NIANTIC | AV |  | ISSUED | 11-SEP-19 | NATIONAL PLUMBING | 10-12-14 NIANTIC AVE: SEPARATE WATER LINES AND GASL INES FOR EACH UNIT.
PW20190911818 | 11-SEP-19 | 82 |  | LYELL | ST |  | ISSUED | 11-SEP-19 | SUGAR BEAR PLUMBING | WORK CATEGORY: 1P; SEWER HOUSE/CURB TRAP POSSIBLE NEW SEWER LATERAL
PP20190911303 | 11-SEP-19 | 454 | 456 | COLLINGWOOD | ST | 0 | ISSUED | 11-SEP-19 | JIM PARR PLUMBING | RENEW EXPIRED PERMIT #PP20171211047.--(INSTALL FIRE SPRINKER SYSTEM. TOTAL 45 HEADS.)
PW20190911827 | 11-SEP-19 | 16 |  | 25TH NORTH | AV |  | ISSUED | 11-SEP-19 | CITY FRONT PLUMBING INC | THIS PAYS FOR INSPECTIONS RELATED TO ORIGINAL PERMIT # PW20181107856 FILED 11/7/2018. DOW: WORK CATEGORY: 2PB; 2 BATHROOMS LAUNDRY ROOM 2 SINKS TRENCH DRAIN EJECTOR RAINWATER OUTDOOR SHOWER GAS
PP20190911315 | 11-SEP-19 | 1525 |  | SHOTWELL | ST |  | ISSUED | 11-SEP-19 | MARCO DESIGN GROUP | SWIMMING POOL
PP20190911285 | 11-SEP-19 | 77 |  | GRAND VIEW | AV | 702 | ISSUED | 11-SEP-19 | ASTORGA CONSTRUCTION INC | REPLACE BATHROOM FIXTURES RELOCATE DRAIN AND INSTALL SHOWER PAN
PP20190911309 | 11-SEP-19 | 183 |  | CASELLI | AV |  | ISSUED | 11-SEP-19 | HEAVEN'S EARTH CO INC | REMODELING (E) 2 BATHROOMS
PM20190911318 | 11-SEP-19 | 328 |  | SAN JOSE | AV | 0 | ISSUED | 11-SEP-19 | L C BUILDERS INC | NEW PRC FLUE PIPE FOR TANKLESS WATER HEATER
PW20190911828 | 11-SEP-19 | 716 |  | MONTEREY | BL |  | COMPLETE | 18-SEP-19 | 24/7 ROOTER AND PLUMBING SERVICES INC | WORK CATEGORY: 1P; REPLACE APPROX 15 FEET OF SEWER PIPE FROM HOUSE TRAP GOING BACK TOWARDS THE HOUSE.
PP20190911276 | 11-SEP-19 | 265 |  | LAGUNA | ST |  | ISSUED | 11-SEP-19 | BRIGHT IDEAS PLUMBING AND ROOTER | SUB-PUMP INSTALLATION FOR UNDERGROUND WATER.
PP20190911292 | 11-SEP-19 | 43 |  | BACHE | ST |  | ISSUED | 11-SEP-19 | MAJESTIC LANDSCAPE | KITCHEN REMODEL
PP20190911320 | 11-SEP-19 | 115 |  | SCOTT | ST |  | COMPLETE | 12-SEP-19 | MICHAEL JURADO | TO COMPLY WITH 3R REPORT #8386. PROPERLY TERMINATE WATER HEATER RELIEF VALVE DRAIN INSTALL AIR GAP FOR DISHWASHER PROPERLY INSTALL WATER SHUT OFF VALVE TO DISHWASHER INSTALL PRESSURE BALANCE VALVE FOR SHOWER CORRECT TRAP ARM FOR LAVY AND INSTALL GAS CONNECTOR FOR RANGE
PW20190911804 | 11-SEP-19 | 423 |  | MYRA | WY |  | COMPLETE | 19-SEP-19 | ARB INC | WORK CATEGORY: 1P; GAS HOUSELINE EXT
PW20190911826 | 11-SEP-19 | 328 |  | ARLETA | AV |  | ISSUED | 11-SEP-19 | BAY COUNTIES CONSTRUCTION & MAINT. | WORK CATEGORY: 2PB; REPLACE SUPPLY LINE FROM METER TO HOUSE
PW20190911814 | 11-SEP-19 | 123 |  | STILLINGS | AV |  | ISSUED | 11-SEP-19 | ARB INC | WORK CATEGORY: 1P; GAS HOUSLINE EXT
PW20190911806 | 11-SEP-19 | 431 |  | MYRA | WY |  | COMPLETE | 19-SEP-19 | ARB INC | WORK CATEGORY: 1P; GAS HOUSELINE EXT
PM20190912363 | 12-SEP-19 | 2251 |  | 35TH | AV |  | ISSUED | 12-SEP-19 | A W CONSTRUCTION COMPANY | INSTALL ONE FURNACE.
PP20190912340 | 12-SEP-19 | 100 |  | CAMPBELL | AV |  | ISSUED | 12-SEP-19 | WIZARD PLUMBING AND DRAIN INC | REPLACE HOUSE TRAP 8 FT X 3 FT DEEP
PW20190912847 | 12-SEP-19 | 169 |  | ELLSWORTH | ST |  | ISSUED | 12-SEP-19 | PARKS PLUMBING INC | WORK CATEGORY: 1P; REPLACING BATHTUB AND VALVE FOR DRY ROT REPAIRS
PW20190912839 | 12-SEP-19 | 225 |  | 11TH | AV | 0 | ISSUED | 12-SEP-19 | ROS PLUMBING | WORK CATEGORY: 1P; UNIT 301 INSTALL ALL NEW PLUMBING FOR NEW BATHROOM TOILET SINK TUB .INSTALL PIPING FOR KITCHEN SINK INSTALL NEW LAUNDRY WASHER DRYER
PM20190912362 | 12-SEP-19 | 265 |  | GLENVIEW | DR |  | ISSUED | 12-SEP-19 | MUELLER CONSTRUCTION | INSTALL HVAC
PM20190912338 | 12-SEP-19 | 1375 |  | 04TH | ST |  | ISSUED | 12-SEP-19 | OSD CONSTRUCTION | INSTALL 2 FULL HVAC UNITS TO COVER STUDIO FITNESS FACILITY.
PP20190912348 | 12-SEP-19 | 2030 |  | ALEMANY | BL |  | ISSUED | 12-SEP-19 | H Q CONSTRUCTION | AMENDMENT TO PERMIT PP20190701196. UPGRADE 2 FLOOR DRAINS UPGRADE 4 STORM DRAINS ADD EXTRA LAUNDRY DOWNSTAIRS REPLACE DETERIORATED PLUMBING PIPES AT REAR.
PW20190912863 | 12-SEP-19 | 4217 |  | GEARY | BL |  | ISSUED | 12-SEP-19 | SMELLY MEL'S | WORK CATEGORY: 1P; SEWER LATERAL REPAIR
PM20190912325 | 12-SEP-19 | 319 |  | 11TH | AV |  | ISSUED | 12-SEP-19 | DANIELE CONSTRUCTION | REMOVE FURNACE AND DUCTS. REPLACE ALL NEW BRYANT 95 DEGREE PLUS HIGH EFFICIENCY AND DUCTS
PW20190912857 | 12-SEP-19 | 333 |  | BUSH | ST | 0 | ISSUED | 12-SEP-19 | BAYLINE MECHANICAL INC | WORK CATEGORY: 5P; INSTALL ONE KITCHEN PANTRY. ALL WORK IS ON THE 17TH FLOOR
PW20190912848 | 12-SEP-19 | 2230 |  | JERROLD | AV |  | ISSUED | 12-SEP-19 | BELLANTI PLUMBING INC | WORK CATEGORY: 2PB; NEW PLUMBING WASTE VENT STORM WATER GAS PIPING TO ALL NEW FIXTURES AND EQUIPMENT.
PP20190912328 | 12-SEP-19 | 1331 |  | SAN BRUNO | AV |  | ISSUED | 12-SEP-19 | STEVEN YEUNG INC DBA CHUNG WAH PLBG&FIRE | REPAIR EXTERIOR SPRINKLER PIPE
PW20190912841 | 12-SEP-19 | 100 |  | CALIFORNIA | ST |  | COMPLETE | 25-SEP-19 | R L H FIRE PROTECTION INC | WORK CATEGORY: 4PB; RELOCATE 5 AND ADD 3 SPRINKLERS ON THE 4TH FLOOR.
PW20190912866 | 12-SEP-19 | 1671 |  | FUNSTON | AV |  | ISSUED | 12-SEP-19 | W & K PLUMBING CO/WING KIU NGAI | WORK CATEGORY: 1P; TO REMODEL TWO BATHROOMS ONE LAUNDRY AND ONE KITCHEN.
PP20190912321 | 12-SEP-19 | 2955 |  | 21ST | AV |  | COMPLETE | 25-SEP-19 | HOMEOWNER'S PERMIT | REPLACE KITCHEN CABINETS AND COUNTERS.
PW20190912864 | 12-SEP-19 | 3415 |  | PACIFIC | AV |  | COMPLETE | 20-SEP-19 | STONECRAFT TILE COMPANY | WORK CATEGORY: 1P; THREE SHOWER PANS ON UPPER FLOOR. CORRECTION NOTICE WAS ISSUED. CORRECTIONS HAVE BEEN MADE.
PP20190912324 | 12-SEP-19 | 319 |  | 11TH | AV |  | ISSUED | 12-SEP-19 | DANIELE CONSTRUCTION | 1 KITCHEN REMODEL - SINK & GAS. 1 BATH REMODEL - SINK TOILET TUB SHOWER
PW20190912860 | 12-SEP-19 | 2719 |  | PACIFIC | AV |  | COMPLETE | 18-SEP-19 | THOMAS FRIEL PLUMBING | WORK CATEGORY: 1P; REPLACE DETERIORATED CAST IRON WASTE AND GALVANIZED VENTS ON THE SIDE OF HOUSE SERVING THE 3RD FLOOR REAR BATHROOM
PP20190912332 | 12-SEP-19 | 132 |  | WOOLSEY | ST |  | ISSUED | 12-SEP-19 | TRANSBAY BUILDERS INC. | NEW PLUMBING FOR DOWNSTAIRS ADU INCL KITCHEN AND BATH
PP20190912329 | 12-SEP-19 | 215 |  | FREMONT | ST |  | ISSUED | 12-SEP-19 | ANDERSON ROWE & BUCKLEY INC. | ROUGH AND FINISH PLBG FOR NEW MICRO KITCHENS 2ND 3RD 4TH FLOORS. WORK INCLUDES FLOOR SINKS FLOOR DRAINS SINKS GREASE TRAPS DOMESTIC COLD AND HOT WATER AND OTHER PLUMBING RELATED FIXTURES. JOB #19042
PP20190912341 | 12-SEP-19 | 450 |  | WALLER | ST |  | ISSUED | 12-SEP-19 | K G COMPANY | KITCHEN AND BATH REMODEL CHANGING CABINET AND FIXTURES. ADD A NEW 2ND BATH
PW20190912855 | 12-SEP-19 | 1900 |  | 19TH | AV |  | ISSUED | 12-SEP-19 | AAA RESTAURANT FIRE CONTROL/DBA AAA FIRE | WORK CATEGORY: 4PA; ORIGINAL PLUMBING PERMIT PP20170705731 EXPIRED. HAD TO RENEW PLUMBING PERMIT TO OBTAIN FINAL PLUMBING INSPECTION.
PW20190912865 | 12-SEP-19 | 2833 |  | 25TH | ST |  | ISSUED | 12-SEP-19 | STELLAR PLUMBING | WORK CATEGORY: 1P; REPLACING BUILDING SEWER FROM FRONT OF BUILDING TO CURB NEW HOUSE TRAP AND CLEAN OUT.
PP20190912349 | 12-SEP-19 | 1635 |  | GOUGH | ST |  | ISSUED | 12-SEP-19 | GRIZZLY BUILDERS INC. | UNIT 302. 2 FULL BATH 1 HALF BATH. WASHER DRYER
PP20190912358 | 12-SEP-19 | 1918 |  | MASON | ST | 0 | ISSUED | 12-SEP-19 | SF TOWN BUILDERS INC | REPLACE OLD PLUMBING FIXTURES
PP20190912344 | 12-SEP-19 | 1700 |  | MONTGOMERY | ST | 485 | COMPLETE | 19-SEP-19 | GOLDEN GATE FIRE PROTECTION INC | FIRE SPRINKLERS. RELOCATE 6 PENDENTS AND ADD 1 PENDENT ON THE 4TH FLOOR. SUITE 485
PP20190912331 | 12-SEP-19 | 542 |  | CASTRO | ST |  | ISSUED | 12-SEP-19 | ALEF CONSTRUCTION CORP | KITCHEN AND LAUNDRY ROOM PLUMBING
PP20190912322 | 12-SEP-19 | 937 |  | CLAY | ST | 0 | COMPLETE | 12-SEP-19 | J E BROWN CO MECHANICAL | PP20140605283 BY SUPERIOR PLUMBING INCLUDES REMOVAL OF THREE WATER HEATER. PERMIT TO DECOMMISSION SERIAL # V14256504 AND C14263435 COVER BY THAT PERMIT. THIS IS CITED WITH NOTICE OF VOLATION 201926591.
PP20190912353 | 12-SEP-19 | 1817 |  | CALIFORNIA | ST | 1 | ISSUED | 12-SEP-19 | GREEN PLANET REMODELLING INC | UNIT 1E - REMODEL SECOND BATHROOM IN CONDO. SHOWER PAN
PW20190912861 | 12-SEP-19 | 1310 |  | PACIFIC | AV |  | ISSUED | 12-SEP-19 | PROMPT PLUMBING SERVICES | WORK CATEGORY: 2PA; REMODELING TWO BATHROOMS LAUNDRY AND A KITHEN WITH AN ISLAND SINK AND RANGE. ALSO INSTALLING A NEW TANKLESS WATER HEATER.
PW20190912851 | 12-SEP-19 | 55 |  | RED ROCK | WY | 203 | ISSUED | 12-SEP-19 | GEORGE SALET PLUMBING INC | WORK CATEGORY: 1P; INSTALL BATHTUB TOILET AND SHOWER VALVE
PP20190912335 | 12-SEP-19 | 3196 |  | 16TH | ST |  | ISSUED | 12-SEP-19 | C&M DEVELOPMENT & CONSTRUCTION INC | REMOVE ALL PLUMBING COMPONENT
PW20190912840 | 12-SEP-19 | 580 |  | CALIFORNIA | ST |  | ISSUED | 12-SEP-19 | GOLDEN GATE FIRE PROTECTION INC | WORK CATEGORY: 4PB; GGFP19-249 RELOCATE 100 HEADS ON THE 5TH FLOOR
PP20190912359 | 12-SEP-19 | 230 |  | 12TH | AV | 103 | ISSUED | 12-SEP-19 | BRIGHTER BAY BUILDERS INC | UNIT 103: KITCHEN & BATHROOM REMODEL 1 SHOWER PAN
PW20190912843 | 12-SEP-19 | 111 |  | SUTTER | ST |  | ISSUED | 12-SEP-19 | GOLDEN GATE FIRE PROTECTION INC | WORK CATEGORY: 4PB; GGFP19-270 RELOCATE 9 HEADS ON THE 18TH FLOOR
PP20190912326 | 12-SEP-19 | 2203 |  | NORTH POINT | ST |  | ISSUED | 12-SEP-19 | STEVEN YEUNG INC DBA CHUNG WAH PLBG&FIRE | REMODEL (E) KITCHEN & BATHROOM.
PMW20190912859 | 12-SEP-19 | 437 |  | BOSWORTH | ST |  | ISSUED | 12-SEP-19 | OKELL'S FIREPLACE | WORK CATEGORY: 1M; INSTALL 1 DIRECT VENT GAS FIREPLACE INSERT PER MANUAL SPECS. GAS LINE BY OTHERS.
PP20190912337 | 12-SEP-19 | 1375 |  | 04TH | ST |  | ISSUED | 12-SEP-19 | OSD CONSTRUCTION | INSTALL 2 BATHROOMS AND WATER FOUNDATION AND WASHER/DRYER IN UNIT MOP SINK.
PP20190912327 | 12-SEP-19 | 620 |  | FUNSTON | AV |  | ISSUED | 12-SEP-19 | CPG CONSTRUCTOIN INC | KITCHEN SINK
PW20190912862 | 12-SEP-19 | 1312 |  | PACIFIC | AV |  | ISSUED | 12-SEP-19 | PROMPT PLUMBING SERVICES | WORK CATEGORY: 2PA; NEW PLUMBING FOR A FULL BATHROOM TWO POWDER ROOMS KITCHEN ISLAND SINK RANGE FIRE PLACE DECK DRAIN ROOF DRAIN RADIANT HEATING SYSTEM AND COMBO TANKLESS UNIT.
PP20190912336 | 12-SEP-19 | 346 |  | LEAVENWORTH | ST |  | ISSUED | 12-SEP-19 | B-SIDE INC. | UNIT #505: REHABILITATE (E) BATHROOM (E) KITCHEN. UPGRADE (E) WASHER/DRYER
PP20190912354 | 12-SEP-19 | 2301 |  | KIRKHAM | ST |  | ISSUED | 12-SEP-19 | MR WU CONSTRUCTION | INSTALL NEW KITCHEN ON SECOND FLOOR. REMOVE KITCEHN ON FIRST FLOOR. NO WORK ON THIRD FLOOR
PMW20190912849 | 12-SEP-19 | 2137 |  | GROVE | ST |  | COMPLETE | 19-SEP-19 | BRIAN FUSCO PLUMBING | WORK CATEGORY: 1M; PERMIT FOR MECHANICAL HEATER IN ATTIC.
PW20190912858 | 12-SEP-19 | 333 |  | BUSH | ST | 0 | ISSUED | 12-SEP-19 | BAYLINE MECHANICAL INC | WORK CATEGORY: 5P; INSTALL 2 KITCHEN PANTRIES. ALL WORK IS ON THE 18TH FLOOR.
PP20190912345 | 12-SEP-19 | 936 |  | SCOTT | ST |  | ISSUED | 12-SEP-19 | GRIZZLY BUILDERS INC. | UNIT 1: PLUMBING (1) NEW BATHROOM REMODEL KITCHEN NEW WASHER/DRYER NEW FIXTURES
PM20190912330 | 12-SEP-19 | 2170 |  | PACIFIC | AV | 0 | COMPLETE | 23-SEP-19 | MISTER CHIMNEY CLEANING AND REPAIRS INC | INSTALL (2) DIRECT VENT NATURAL GAS FIREPLACE INSERTS & VENTING. DOES NOT INCLUDE GAS LINE OR POWER.
PP20190912352 | 12-SEP-19 | 77 |  | MCALLISTER | ST |  | ISSUED | 12-SEP-19 | ADVANCED PLUMBING AND DRAIN INC | REPLACE AB'S PIPE WITH CAST IRON AND DWV
PW20190912853 | 12-SEP-19 | 1640 |  | ALABAMA | ST |  | ISSUED | 12-SEP-19 | LEV'S PLUMBING CO | WORK CATEGORY: 1P; REPLACE WATER HEATER WITH NEW 50GAL
PP20190912343 | 12-SEP-19 | 1068 |  | NOE | ST |  | ISSUED | 12-SEP-19 | O'REILLY TILE DESIGN INC | (3) SHOWER PANS
PW20190912854 | 12-SEP-19 | 267 |  | 08TH | ST |  | ISSUED | 12-SEP-19 | D P W INC. | WORK CATEGORY: 5P; WORK TO BE PERFORMED ON1ST AND 2ND FLOOR: 1ST: 1-DRINKING FOUNTAIN 1-MOP SINK 1-URINAL; 2ND: 1- DRINKING FOUNTAIN 1 URINAL
PW20190912856 | 12-SEP-19 | 333 |  | BUSH | ST | 0 | ISSUED | 12-SEP-19 | BAYLINE MECHANICAL INC | THIS PAYS FOR INSPECTIONS RELATED TO ORIGINAL PERMIT # PW20190912852 FILED 9/12/2019. DOW: WORK CATEGORY: 5P; INSTALL 2 KITCHEN PANTRIES. ALL WORK IS ON THE 16TH FLOOR
PW20190912846 | 12-SEP-19 | 1274 |  | 33RD | AV |  | ISSUED | 12-SEP-19 | GAGNE BROS. DBA BENJAMIN FRANKLIN PLUMBI | WORK CATEGORY: 1P; REPLACING 40 GALLON GAS WATER HEATER.
PP20190912333 | 12-SEP-19 | 1212 |  | EGBERT | AV |  | ISSUED | 12-SEP-19 | BEST CARE FIRE PROTECTION | INSTALL NEW FIRE SPRINKLER SYSTEM PER NFPA 13R INCLUDING 1 1/2 IN NEW COMBO FIRE SERVICE. TOTAL 40 HEADS
PW20190912850 | 12-SEP-19 | 323 |  | CUMBERLAND | ST |  | ISSUED | 12-SEP-19 | MADDEN PLUMBING LLC | WORK CATEGORY: 4PA; PROVIDE AN OVERHEAD AUTOMATIC FIRE PROTECTION SYSTEM THROUGHOUT
PP20190912323 | 12-SEP-19 | 152 | 154 | KISKA | RD |  | ISSUED | 12-SEP-19 | PINNACLE PIPELINE INSPECTION INC | PINNACLE PIPELINE INSPECTION INC TO PERFORM A HARDSCAPE CLEANOUT INSTALLATION AT 152/154 KISKA RD ON BEHALF OF PG&E FOR THEIR GAS CONSTRUCTION PROJECT. LOCATION IS BEHIND THE BUILDING
PP20190912339 | 12-SEP-19 | 1990 |  | BEACH | ST |  | ISSUED | 12-SEP-19 | STAN PLUMBING | UNIT 18: REPLACE 1 1/4" GALVANIZE SECTION WATER FEED TO COPPER.
PW20190912852 | 12-SEP-19 | 275 |  | BATTERY | ST |  | ISSUED | 12-SEP-19 | BAYLINE MECHANICAL INC | WORK CATEGORY: 5P; INSTALL 2 TOILETS 2 BASINS AND 2 KITCHEN PANTRIES. ALL WORK ON THE GROUND FLOOR.
PW20190912845 | 12-SEP-19 | 149 |  | TERRACE | DR |  | COMPLETE | 16-SEP-19 | JIM PO PLUMBING | WORK CATEGORY: 1P; REPLACE APPROX. 4' OF WASTE LINE
PP20190912355 | 12-SEP-19 | 1301 |  | PLYMOUTH | AV |  | ISSUED | 12-SEP-19 | ALPHA CONSTRUCTION COMPANY | ADDED PLUMBING SYSTEM TO OFFICE AREA.
PP20190912346 | 12-SEP-19 | 2 |  | GUERRERO | ST |  | ISSUED | 12-SEP-19 | GRIZZLY BUILDERS INC. | UNITS 108 & 301: PLUMBING FOR BOTH UNITS. 2 FULL BATHS 1 HALF BATH 2 KITCHEN WASHER & DRYER
PP20190912347 | 12-SEP-19 | 950 |  | GOLDEN GATE | AV |  | ISSUED | 12-SEP-19 | VALUE FIRE PROTECTION INC | INSTALL OVERHEAD FIRE SPRINKLER INSTALLATION
PP20190912342 | 12-SEP-19 | 101 | 109 | BALBOA | ST |  | ISSUED | 12-SEP-19 | LEVEL 8 CONSTRUCTION INC | AMEND PP20190812356 FOR ADDITIONAL WORK AT 105 BALBOA STREET: EXTEND SUPPLY LINE & DRAIN LINE TO SECOND PHASE OF PROJECT FOR (N) BATHROOM.
PP20190912361 | 12-SEP-19 | 2251 |  | 35TH | AV |  | ISSUED | 12-SEP-19 | A W CONSTRUCTION COMPANY | 1ST FL: ADD TWO FULL BATH RELOCATE WASHER. 2/F: RELOCATE KITCHEN REMODEL ONE BATH ADD ONE BATH.
PW20190912844 | 12-SEP-19 | 16 |  | WEST CLAY | ST |  | COMPLETE | 12-SEP-19 | GARIBALDI PLUMBING COMPANY INC | WORK CATEGORY: 1P; GARAGE - NEW ROOF DRAIN AND HOSE BIB.
PP20190912360 | 12-SEP-19 | 1565 |  | WASHINGTON | ST |  | ISSUED | 12-SEP-19 | BRIGHTER BAY BUILDERS INC | UNIT #3: REMODEL KITCHEN 10X12 AND BATHROOM 5X8
PP20190912351 | 12-SEP-19 | 15 |  | HERMANN | ST |  | ISSUED | 12-SEP-19 | GRIZZLY BUILDERS INC. | APTS 001/206/301/307/403: REMODEL KITCHEN & BATHROOM WITH NEW FIXTURES INCLUDING 3 SHOWER PANS. NEW LAUNDRY BOXES IN EACH UNIT.
PW20190912842 | 12-SEP-19 | 425 |  | MARKET | ST |  | COMPLETE | 23-SEP-19 | R L H FIRE PROTECTION INC | WORK CATEGORY: 4PB; RELOCATE 4 AND ADD 1 AND DELETE 1 SPRINKLER ON THE 9TH FLOOR.
PM20190912334 | 12-SEP-19 | 132 |  | WOOLSEY | ST |  | ISSUED | 12-SEP-19 | TRANSBAY BUILDERS INC. | NEW FURNACE FOR ADU
PM20190913387 | 13-SEP-19 | 35 |  | BELGRAVE | AV |  | ISSUED | 13-SEP-19 | HYDRONICS INC. | INSTALL 150K BTU BOILER. PUC FLUE. INDIRECT STORAGE TANKS. RADIANT PEX PIPE.
PP20190913386 | 13-SEP-19 | 15 |  | VASQUEZ | AV |  | COMPLETE | 18-SEP-19 | PRECISE PLUMBING | REPAIR 4IN DWER LINE AND HOUSE P-TRAP.
PP20190913373 | 13-SEP-19 | 227 |  | SURREY | ST |  | ISSUED | 13-SEP-19 | HOMEOWNER'S PERMIT | REMODEL HOME RELOCATE KITCHEN & BATH. ADD 2ND BATHROOM WITH SHOWER PAN. RELOCATE WASHER & WATER HEATER.
PW20190913869 | 13-SEP-19 | 642 |  | LOMBARD | ST |  | ISSUED | 13-SEP-19 | STEVEN YEUNG INC DBA CHUNG WAH PLBG&FIRE | WORK CATEGORY: 2PB; ROUGH IN PLUMBING FOR 2 UNITS: EACH UNIT HAS 1 BATHROOM AND 1 KITCHEN
PP20190913388 | 13-SEP-19 | 350 |  | BAY | ST |  | ISSUED | 13-SEP-19 | ALPHA CONSTRUCTION CO | T.I: 3 BATHROOMS 1 UNISEX 1 MENS AND 1 WOMENS BATHROOM: ADA COMPLIANCE NEW FIXTURES 3 TOILETS 3 SINKS 1 SHOWER.
PW20190913890 | 13-SEP-19 | 350 |  | CAPISTRANO | AV |  | ISSUED | 13-SEP-19 | BAY CITY PLUMBING | WORK CATEGORY: 2PB; INSTALL TWO FULL BATHROOMS @ GROUND LEVEL. SEWER LATERAL
PM20190913379 | 13-SEP-19 | 457 |  | TEHAMA | ST |  | ISSUED | 13-SEP-19 | GB MECHANICAL HVAC CO | INSTALL TANKESS BOILER (199K BTU) AND INDIRECT HOT WTAER TANK STORAGE IN THE MECHANICAL ROOM. INSTALL PVC FLUE PIPE INSTALL RADIANT FLOOR HEATING SYSTEM. INSTALL 2 DEHUMIDFIRES FOR FLOOR AREA. CONNECT HEATINGSYSTEM TO THE BOILER GAS LINE AND DHW CONNECTION NOT INCLUDED.
PW20190913883 | 13-SEP-19 | 2643 |  | ANZA | ST | 0 | ISSUED | 13-SEP-19 | O'DONOVAN PLUMBING INC. | WORK CATEGORY: 2PB; REPLACE SEWER LINE INTO BUILDING AND UNDERGROUND IN GARAGES
PW20190913881 | 13-SEP-19 | 86 |  | CRAGMONT | AV |  | COMPLETE | 25-SEP-19 | FIVE STAR PLUMBING & ROOTER | WORK CATEGORY: 1P; SEWER LATERAL REPLACEMENT
PP20190913381 | 13-SEP-19 | 644 |  | COLBY | ST |  | ISSUED | 13-SEP-19 | SAFE STEP WALK-IN TUB COMPANY INC. | INSTALL NEW WALK-IN TUB TO REPLACE EXISTING.
PW20190913894 | 13-SEP-19 | 1365 |  | 06TH | AV |  | ISSUED | 13-SEP-19 | O'CONNOR PLUMBING & FIRE PROTECTION | WORK CATEGORY: 2PA; PROVIDE NEW WASHER AND DRYER HOOK UP ON 3RD FLOOR.REPLACE EXISTING MASTER BATHROOM FIXTURES AND SHOWER PAN
PP20190913372 | 13-SEP-19 | 363 |  | ARKANSAS | ST |  | ISSUED | 13-SEP-19 | HOMEOWNER'S PERMIT | EXISTING BOILER. EXISTING RADIANT HEAT SYSTEM ON 2ND FLOOR WITH EXISTING MANIFOLD SET UP FOR 4 ZONES. ONLY 2 OPERATIONAL. 1ST FLOOR EXPANSION RADIANT HEAT HOOK UP TO 4TH ZONE.
PP20190913370 | 13-SEP-19 | 1144 |  | CLAY | ST |  | ISSUED | 13-SEP-19 | FLORES GENERAL BUILDING | UNIT 5: CHANGE TUB FOR SHOWER. REPLACE MIXING VALVE AND ALL ANGLE STOPS IN THE UNIT.
PM20190913368 | 13-SEP-19 | 4126 |  | CABRILLO | ST |  | ISSUED | 13-SEP-19 | CALIFORNIA CUSTOM CONSTRUCTION | RELOCATE WATER HEATER FLUE & MOVE DUCTS FOR HEATER AROUND.
PP20190913367 | 13-SEP-19 | 4126 |  | CABRILLO | ST |  | ISSUED | 13-SEP-19 | CALIFORNIA CUSTOM CONSTRUCTION | G/F: RELOCATE & CHANGE WATER HEATER ADD NEW BATHROOM INCLUDING U/G.
PW20190913887 | 13-SEP-19 | 1474 |  | 11TH | AV |  | COMPLETE | 24-SEP-19 | GAGNE BROS. DBA BENJAMIN FRANKLIN PLUMBI | WORK CATEGORY: 1P; TRENCHLESS SEWER REPLACEMENT FROM HOUSE TRAP TO IN FRONT OF GARAGE. APPROX. 20FT
PM20190913376 | 13-SEP-19 | 2697 |  | 22ND | ST | 0 | ISSUED | 13-SEP-19 | HEATING AND COOLING SOLUTION | A/C INSTALLATION
PM20190913383 | 13-SEP-19 | 601 |  | BAKER | ST |  | ISSUED | 13-SEP-19 | PHUNG INCORPORATED | NEW TYPE 1 HOOD AND DUCTS
PW20190913876 | 13-SEP-19 | 543 |  | RHODE ISLAND | ST |  | ISSUED | 13-SEP-19 | J B LIND PLUMBING CO | WORK CATEGORY: 1P; REMODEL 1 BATH INSTALL RAIN WATER LEADER
PP20190913385 | 13-SEP-19 | 6 |  | CRAGMONT | AV |  | COMPLETE | 17-SEP-19 | PRECISE PLUMBING | REPAIR 4IN SEWER LINE FROM HOUSE P-TRAP TO GRAAGE. 1IN WATER SERVICE FROM METER TO GARAGE; CONNNECT TO (E) PIPING.
PP20190913375 | 13-SEP-19 | 1988 |  | BUSH | ST |  | ISSUED | 13-SEP-19 | GOODMAN CONSTRUCTION & DESIGN CO | TO RENEW PP20161202117 (REMODEL KITCHEN 3 1/2 BATHS WITH ONE SHOWER INSTALL NEW HOT WATER HEATER.)
PW20190913897 | 13-SEP-19 | 2450 |  | 30TH | AV |  | COMPLETE | 24-SEP-19 | FLEMING PLUMBING SERVICES | WORK CATEGORY: 1P; FINAL FOR A SMALL KITCHEN RE MODELING
PW20190913885 | 13-SEP-19 | 430 |  | BUSH | ST |  | ISSUED | 13-SEP-19 | R L H FIRE PROTECTION INC | WORK CATEGORY: 4PB; FIRE SPRINKLER TENANT IMPROVEMENT SECOND FLOOR - 121 SPRINKLERS
PMW20190913896 | 13-SEP-19 | 4565 |  | 19TH | ST |  | ISSUED | 13-SEP-19 | AIR FLOW PRO'S | WORK CATEGORY: 1M; FUJITSU DUCTLESS SYSTEM INSTALLATION
PMW20190913877 | 13-SEP-19 | 1738 |  | 08TH | AV |  | ISSUED | 13-SEP-19 | ASSOCIATED HEATING OF SF | WORK CATEGORY: 1M; MINI SPLIT HEAT PUMP FOR MASTER BEDROOM
PW20190913880 | 13-SEP-19 | 910 |  | DIAMOND | ST |  | ISSUED | 13-SEP-19 | ALLIANCE PLUMBING WORKS INC | WORK CATEGORY: 1P; KITCHEN REMODEL
PW20190913891 | 13-SEP-19 | 558 |  | DIAMOND | ST |  | ISSUED | 13-SEP-19 | EVERLAST PLUMBING *SEE NOTES* | WORK CATEGORY: 1P; ROUGH AND FINISH PLUMBING FOR KITCHEN SINK GAS STOVE AND REFRIGERATION BOX
PW20190913879 | 13-SEP-19 | 1274 |  | DE HARO | ST |  | ISSUED | 13-SEP-19 | MCMAHON PLUMBING | WORK CATEGORY: 2PA; ROUGH IN AND TRIM OUT PLUMBING TO THREE FLOORS
PP20190913371 | 13-SEP-19 | 1135 | 1139 | GUERRERO | ST |  | ISSUED | 13-SEP-19 | DAN CAN HANDYMAN SERVICES | TO COMPLY WITH NOV#'S 201810501 ITEM #7 AND 11. (INSTALL 2 WATER HEATER.)
PMW20190913878 | 13-SEP-19 | 758 |  | HAIGHT | ST |  | ISSUED | 13-SEP-19 | ASSOCIATED HEATING OF SF | WORK CATEGORY: 1M; FURNACE REPLACEMENT
PW20190913898 | 13-SEP-19 | 234 |  | 10TH | AV |  | COMPLETE | 17-SEP-19 | NEW MARBLE CO INC. | WORK CATEGORY: 1P; SHOWER PAN INSPECTION
PMW20190913868 | 13-SEP-19 | 2566 |  | 14TH | AV |  | COMPLETE | 19-SEP-19 | OCEAN AIR HEATING | WORK CATEGORY: 1M; REPLACE EXISTING FURNACE IN GARAGE 1 NEW HEAT PUMP IN SAME LOCATION.HOOK UP TO EXISTING DUCT WORK RETURN AIR BOOTS ELECTRICAL.
PP20190913364 | 13-SEP-19 | 2130 |  | FULTON | ST |  | ISSUED | 13-SEP-19 | FIRE STOP SPRINKLER COMPANY | REF PA# 201906123231; RELOCATE 12 PENDENTS SPRINLERS HEADS FOR NEW WALL LAYOUT
PP20190913366 | 13-SEP-19 | 1571 |  | 09TH | AV |  | ISSUED | 13-SEP-19 | C M CHIANG CONST INC | REPLACE KITCHEN SINK AND FAUCET. REPLACE (E) BATHTUB AND FAUCET IN BATHROOM
PW20190913893 | 13-SEP-19 | 2116 |  | GOLDEN GATE | AV |  | COMPLETE | 01-OCT-19 | BAY HYDRONIC | WORK CATEGORY: 8P; THIS REGARDS AN INSTALLATION THAT WAS PERFORMED IN 2012 UNDER PERMIT PW20110608912. IT WAS NEVER FINALED. WE WISH TO DIO THAT NOW.
PW20190913888 | 13-SEP-19 | 1960 |  | BROADWAY | * | 9 | COMPLETE | 17-SEP-19 | GARIBALDI PLUMBING COMPANY INC | WORK CATEGORY: 1P; FINAL INSPECTION. ADDENDUM TO PERMIT #PW20180327618 & #PW20180319400.
PMW20190913874 | 13-SEP-19 | 719 |  | RHODE ISLAND | ST |  | COMPLETE | 20-SEP-19 | SCHMITT HEATING CO INC | WORK CATEGORY: 1M; REPLACE TWO EXISTING FURNACES WITH NEW AND INSTALL ONE NEW FLUE AND ONE NEW CONDENSATE DRAIN LINE.
PW20190913870 | 13-SEP-19 | 4406 |  | 17TH | ST |  | COMPLETE | 01-OCT-19 | HEISE'S PLUMBING | WORK CATEGORY: 1P; REPLACE SHOWER DRAIN AND SHOWER FAUCET
PP20190913365 | 13-SEP-19 | 158 |  | FUNSTON | AV | 0 | ISSUED | 13-SEP-19 | CAT BUILDERS INC. DBA 1 BACKFLOW PLUMBI | REMODEL MASTER BATH. REPLACE SHOWER BATH TUB & VANITY SINKS & FAUCETS
PW20190913884 | 13-SEP-19 | 430 |  | BUSH | ST |  | ISSUED | 13-SEP-19 | R L H FIRE PROTECTION INC | WORK CATEGORY: 4PB; FIRE SPRINKLER TENANT IMPROVEMENT ON SIXTH FLOOR - 94 SPRINKLERS
PP20190913374 | 13-SEP-19 | 2401 |  | 45TH | AV |  | ISSUED | 13-SEP-19 | JUN MENG LI | UNIT 3 - REMODEL 1 KITCHEN AND 1 BATH
PW20190913872 | 13-SEP-19 | 71 |  | STEVENSON | ST |  | ISSUED | 13-SEP-19 | D P W INC. | WORK CATEGORY: 5P; WORK DESCRIPTION FOR EACH FLOOR -6TH AND 7TH. HEATING HOT WATER PIPING TO 12 VAV BOXES AND CONDENSER WATER PIPING TO ONE WSHP.
PW20190913867 | 13-SEP-19 | 235 |  | MONTGOMERY | ST |  | ISSUED | 13-SEP-19 | ANDERSON ROWE & BUCKLEY INC. | WORK CATEGORY: 5P; INSTALLATION OF DX PIPING AND CONDENSATE 5TH FLOOR. AR&B JOB # 19-166
PM20190913378 | 13-SEP-19 | 134 | 136 | 17TH | AV |  | ISSUED | 13-SEP-19 | CASTLE CONSTRUCTION | RELOCATION (2) GAS FURNACES 1 EACH UNIT
PW20190913886 | 13-SEP-19 | 430 |  | BUSH | ST |  | ISSUED | 13-SEP-19 | R L H FIRE PROTECTION INC | WORK CATEGORY: 4PB; FIRE SPRINKLER TENANT IMPROVEMENT 1ST FLOOR - 163 SPRINKLERS
PP20190913377 | 13-SEP-19 | 134 | 136 | 17TH | AV |  | ISSUED | 13-SEP-19 | CASTLE CONSTRUCTION | 2/F: REMODEL KITCHEN & BATHROOM 2DD 2 FULL BATHROOMS 3/F REMODEL KITCHEN & BATHROOM ADD 1 FULL BATHROOMS (4) SHOWER PANS; (2) WATER HEATERS
PW20190913889 | 13-SEP-19 | 706 |  | KEARNY | ST | 0 | COMPLETE | 24-SEP-19 | EVERLAST PLUMBING *SEE NOTES* | WORK CATEGORY: 1P; VANITY SINK INSTALLATIONS SHOWER TRIM INSTALLATIONS TOILET INSTALLATIONS KITCHEN SINK INSTALLATIONS
PW20190913899 | 13-SEP-19 | 460 |  | FRANCISCO | ST | 201 | ISSUED | 13-SEP-19 | GATEWAY PLUMBING | WORK CATEGORY: 1P; REPLACE EXISTING SHOWER VALVE WITH PRESSURE BALANCE VALVE ONLY
PW20190913873 | 13-SEP-19 | 2911 |  | KEITH | ST |  | COMPLETE | 13-SEP-19 | ECONOMY PLUMBING | WORK CATEGORY: 1P; REPAIR SEWER LINE.
PP20190913384 | 13-SEP-19 | 2231 | 2233 | POWELL | ST | 0 | ISSUED | 13-SEP-19 | JONES BROS CONSTRUCTION & DESIGN INC | RELOCATE EXISTING PLUMBING PIPES (IF NECESSARY) WHEN DOING SOFT STORY RETROFIT
PW20190913895 | 13-SEP-19 | 1648 |  | BACON | ST |  | ISSUED | 13-SEP-19 | WEST BAY PLUMBING | WORK CATEGORY: 1P; RELOCATE WASTE VENT HOT AND COLD WATER PIPES FOR ISLAND SINK. INSTALL ROOF DECK DRAIN AND OVERFLOW. RELOCATE GAS STOVE FIRE PIT HEAT LAMP AND BBQ.
PM20190913382 | 13-SEP-19 | 1043 |  | PLYMOUTH | AV |  | ISSUED | 13-SEP-19 | BMS CAT | INSPECT FURNACE & FLUES AND REPAIR AS NECESSARY
PW20190913882 | 13-SEP-19 | 235 |  | JERSEY | ST |  | ISSUED | 13-SEP-19 | ROS PLUMBING | WORK CATEGORY: 1P; INSTALL 2 1" MAIN WATER SERVICEFINAL INSPECTION CLOSE OPEN PERMIT
PW20190913875 | 13-SEP-19 | 111 |  | TERRACE | DR |  | ISSUED | 13-SEP-19 | BROSNAN PLUMBING | WORK CATEGORY: 2PA; REMODEL OF KITCHEN 2-SINKS 1-GASLINE RO STOVE 1- ICE MAKER BOX 1 - POT FILLER REROUTE GAS AND WATER LINES
PP20190913380 | 13-SEP-19 | 481 |  | RAYMOND | AV |  | ISSUED | 13-SEP-19 | SAFE STEP WALK-IN TUB COMPANY INC. | INSTALL NEW WALK-IN TUB TO REPLACE EXISTING.
PW20190913871 | 13-SEP-19 | 505 |  | SANSOME | ST |  | ISSUED | 13-SEP-19 | D P W INC. | WORK CATEGORY: 5P; CONDENSER WATER SUPPLY AND RETURN PIPING TO ONE HVAC UNIT ON THE 17TH FLOOR
PP20190913369 | 13-SEP-19 | 591 |  | VERMONT | ST | 0 | ISSUED | 13-SEP-19 | COUCH PLUMBING | KITCHEN AND BATHROOM REMODEL. NEW SHOWER PAN. NEW PLUMBING AND PLUMBING FIXTURE AS NEEDED.
PMW20190913892 | 13-SEP-19 | 646 |  | 03RD | AV |  | ISSUED | 13-SEP-19 | BLAZE FIREPLACES OF NO CAL | WORK CATEGORY: 1M; INSTALLING ONE FIREPLACE
PW20190914901 | 14-SEP-19 | 620 |  | DUNCAN | ST |  | ISSUED | 14-SEP-19 | ARGYRIS PLUMBING | WORK CATEGORY: 1P; KITCHEN REMODEL
PW20190914900 | 14-SEP-19 | 254 |  | 17TH | AV |  | COMPLETE | 17-SEP-19 | ALVAREZ CONSTRUCTION & TILE INC | WORK CATEGORY: 1P; INSTALL ONE SHOWER PAN
PW20190916924 | 16-SEP-19 | 87 |  | FARALLONES | ST |  | ISSUED | 16-SEP-19 | GAGNE BROS. DBA BENJAMIN FRANKLIN PLUMBI | WORK CATEGORY: 1P; TRENCHLESS SEWER REPLACMENT FROM HOUSE TRAP TO SIDE OF HOUSE APPROX. 30 FT.
PP20190916432 | 16-SEP-19 | 2740 |  | MCALLISTER | ST |  | ISSUED | 16-SEP-19 | J M CONSTRUCTION LLC | 1ST FL KITCHEN 2ND FL 3 BATHROOMS 3RD & 4TH FL KITCHEN & 3 BATHROOMS. UNDERGROUND. 6 SHOWER PANS
PM20190916405 | 16-SEP-19 | 464 |  | LANSDALE | AV |  | ISSUED | 16-SEP-19 | LEI'S CONSTRUCTION CO | REPLACE EXISTING FURNACE.
PW20190916933 | 16-SEP-19 | 2216 |  | CLAY | ST |  | ISSUED | 16-SEP-19 | D & S LEONG ASSOCIATES | WORK CATEGORY: 2PA; INSTALL PEX-TUBE RADIANT HEAT FOR UNIT #1 LOWER FLOOR AND BASEBOARD HEATER FOR UNIT 2 & 3 AND TWO NEW IBC CONDENSATE BOILER PVC FLUE PIPE.
PP20190916419 | 16-SEP-19 | 255 |  | KING | ST | 1005 | ISSUED | 16-SEP-19 | D M BUILDERS | UNIT 1005: REMOVE/REPLACE KITCHEN & BATHROOM SINKS FAUCETS SUPPLY LINES INSTALL BATHROOM TRIM SHOWER TRIM
PW20190916917 | 16-SEP-19 | 525 |  | MUNICH | ST |  | COMPLETE | 20-SEP-19 | JOE WATTERSON PLUMBING | WORK CATEGORY: 1P; FINAL INSPECTION
PP20190916412 | 16-SEP-19 | 815 |  | GOETTINGEN | ST |  | ISSUED | 16-SEP-19 | THE GENTEEL PLUMBERS INC | REPLACE SEWER LATERAL FROM CURB TO FACE OF BLDG.
PW20190916918 | 16-SEP-19 | 96 |  | MOLIMO | DR |  | COMPLETE | 18-SEP-19 | ADVANCED PLUMBING AND DRAIN INC | WORK CATEGORY: 1P; TRENCH DRAIN REPAIR
PP20190916395 | 16-SEP-19 | 18 |  | SANTA YSABEL | AV |  | ISSUED | 16-SEP-19 | J. RAZO CONSTRUCTION | KITCHEN REMODEL REPLACE WATER LINE SERVICE GAS LINE SERVICE INSTALL PLUMBING FOR NEW BATHROOM AT 3RD FLR REPIPING 2 1/2 BATHS.
PW20190916902 | 16-SEP-19 | 534 |  | VALLEY | ST |  | ISSUED | 16-SEP-19 | STEVEN YEUNG INC DBA CHUNG WAH PLBG&FIRE | WORK CATEGORY: 2PB; REMODEL SINGLE FAMILY HOUSE. 4 BATHROOMS KITCHEN LAUNDRY
PW20190916932 | 16-SEP-19 | 1584 |  | FULTON | ST | 0 | ISSUED | 16-SEP-19 | ACE PLUMBING & ROOTER | WORK CATEGORY: 1P; GAS LINE - CONDO CONVERSION
PP20190916408 | 16-SEP-19 | 15 |  | VANDEWATER | ST |  | COMPLETE | 24-SEP-19 | RINALDI CONSTRUCTION | ADD SECOND DWELLING UNIT WITHIN EXTG BUILDING. TO FINAL LUMBING INSPECTION
PW20190916907 | 16-SEP-19 | 888 |  | TENNESSEE | ST |  | COMPLETE | 26-SEP-19 | FLOW MASTERS PLUMBING INC | WORK CATEGORY: 2PA; INSTALL NEW FIRE SPRINKLER HEADS WITHIN NEW WALK-IN-COLLERS AND 1 HEAD ABOVE LOADING DOCK; TOTAL OF 52 HEADS. NO WORK TO EXISTING UNDERGROUND RISER BFP ETC. REF PA 2019-0410-7585
PW20190916912 | 16-SEP-19 | 5 |  | EMBARCADERO CENTER | * |  | COMPLETE | 26-SEP-19 | TILE WEST INC | WORK CATEGORY: 2PA; INSTALL (5) SHOWER PANS (1) AT EACH ROOM ROOM'S#1714 1614 1514 1414 & 1214
PP20190916407 | 16-SEP-19 | 3025 |  | 25TH | ST |  | COMPLETE | 02-OCT-19 | M C PLUMBING | INSTALL NEW FIXTURE ONLY AT KITCHEN SINK & BATHROOM SINK.
PW20190916930 | 16-SEP-19 | 955 |  | PINE | ST |  | ISSUED | 16-SEP-19 | DLB PLUMBING | WORK CATEGORY: 1P; LEGALIZE UNIT 1 BATHROOM 1 KITCHEN
PW20190916934 | 16-SEP-19 | 1027 |  | JAMESTOWN | AV |  | ISSUED | 16-SEP-19 | EVERLAST PLUMBING *SEE NOTES* | WORK CATEGORY: 1P; TANKLESS WATER HEATER INSTALLATION
PP20190916414 | 16-SEP-19 | 148 |  | CERVANTES | BL |  | ISSUED | 16-SEP-19 | DEO CONSTRUCTION INC | HALLWAY AND MASTER BATHROOM REMODEL. REPLACE WATER HEATER.
PW20190916921 | 16-SEP-19 | 91 |  | PALM | AV |  | COMPLETE | 19-SEP-19 | MAGIC PLUMBING | WORK CATEGORY: 1P; INSTALL TWO WATER HEATERS AND RUN FLUE PIPE.
PP20190916389 | 16-SEP-19 | 181 |  | BARTLETT | ST | 0 | ISSUED | 16-SEP-19 | NEIGHBORHOOD PLUMBING | UNIT #3: REMODEL BATHROOM KITCHEN AND LAUNDRY
PW20190916914 | 16-SEP-19 | 5 |  | EMBARCADERO CENTER | * |  | ISSUED | 16-SEP-19 | TILE WEST INC | WORK CATEGORY: 3PA; SHOWER PAN INSTALLATIONS ROOMS 1114 1014 914 814 714 614 514 414 314 214
PM20190916430 | 16-SEP-19 | 2740 |  | MCALLISTER | ST |  | ISSUED | 16-SEP-19 | J M CONSTRUCTION LLC | TWO FURNACES
PW20190916910 | 16-SEP-19 | 1 |  | MARKET | ST |  | ISSUED | 16-SEP-19 | CITY PREFERRED PLUMBING INC | WORK CATEGORY: 5P; 1 MARKET 21ST FLOOR. DEMO (2) EXISTING KITCHENS. INSTALL ALL NEW ROUGH PLUMBING FOR (1) KITCHEN PANTRY. INSTALLING NEW SINK FAUCET DISHWASHER ICE MAKER MACHINE FRIDGE INSTA HOT/COLD DISPENSER AND LEAK DETECTION SYSTEM.
PW20190916926 | 16-SEP-19 | 440 |  | RIVERA | ST |  | ISSUED | 16-SEP-19 | F W H ACQUISITION CO LLC DBA FAST WATER | WORK CATEGORY: 1P; REMOVE/REPLACE GAS HOT WATER TANK
PP20190916403 | 16-SEP-19 | 2127 |  | PINE | ST |  | COMPLETE | 20-SEP-19 | PIEDMONT PLUMBING AND MECHANICAL | SHOWER PAN INSTALLATION
PP20190916398 | 16-SEP-19 | 1555 |  | 05TH | AV | 301 | ISSUED | 16-SEP-19 | GALLAHER COMPANY DBA 1 HR DRAIN | ADDRESS AMENDMENT TO INCLUDE APT #: "1555 FIFTH AVENUE APT 301"
PW20190916904 | 16-SEP-19 | 535 |  | PACIFIC | AV |  | ISSUED | 16-SEP-19 | E. MITCHELL INC. | WORK CATEGORY: 2PA; PLUMBING FOR BREAKROOM
PM20190916413 | 16-SEP-19 | 1202 |  | UNION | ST |  | ISSUED | 16-SEP-19 | ZH MECHANICAL INC | INSTALL NEW HYDRONIC FAN COIL UNIT.
PM20190916439 | 16-SEP-19 | 194 |  | GUERRERO | ST |  | ISSUED | 16-SEP-19 | HING WAH CONSTRUCTION INC | NEW FURNACE
PP20190916435 | 16-SEP-19 | 2645 |  | SAN JOSE | AV |  | ISSUED | 16-SEP-19 | ADVANCE BUILDERS | RENEW P478756 FOR FINAL
PW20190916920 | 16-SEP-19 | 220 |  | MONTGOMERY | ST |  | ISSUED | 16-SEP-19 | AYOOB & PEERY PLUMBING | WORK CATEGORY: 11P; REMOVE ONE BACKFLOW : WILKINS ONE INCH RP 975XL SERIAL NUMBER 3541583.
PM20190916399 | 16-SEP-19 | 1157 |  | BROADWAY | * |  | ISSUED | 16-SEP-19 | BERG'S HEATING & SERV CO | REPLACE WALL HEATER & FLUE
PP20190916425 | 16-SEP-19 | 1414 |  | DOUGLASS | ST |  | COMPLETE | 16-SEP-19 | STEVEN YEUNG INC DBA CHUNG WAH PLBG&FIRE | FOR RENEWAL PERMIT #PW20180601235
PP20190916429 | 16-SEP-19 | 22 |  | BELLAIR | PL |  | ISSUED | 16-SEP-19 | ENVISAGE CONSTRUCTION | REMODEL FULL UNIT NEW KITCHEN NEW BATHROOM NEW TANKLESS WATER HEATER. REPLACING WASHER WITH WASHER/ DRYER VENTLESS COMBO UNIT. HOT MOP SHOWERPAN
PMW20190916922 | 16-SEP-19 | 2450 |  | FILBERT | ST |  | ISSUED | 16-SEP-19 | BLAZE FIREPLACES OF NO CAL | WORK CATEGORY: 1M; INSTALLING TWO FIREPLACES
PP20190916433 | 16-SEP-19 | 44 |  | MONTGOMERY | ST |  | ISSUED | 16-SEP-19 | E M S PLUMBING | RELOCATE PLUMBING FOR 1 BREAK SINK
PM20190916400 | 16-SEP-19 | 523 | 525 | MUNICH | ST |  | COMPLETE | 20-SEP-19 | BERG'S HEATING & SERV CO | INSTALL TWO FURNACES AND FLUES
PM20190916394 | 16-SEP-19 | 1590 |  | WASHINGTON | ST |  | COMPLETE | 18-SEP-19 | SCHMITT HEATING CO INC | REPLACE (E) CONSOLE HEATER WITH NEW DIRECT VENT CONSOLE HEATER AND INSTALL NEW FLUE VENT. TO COMPLY WITH COMPLAINT #201811062.
PP20190916427 | 16-SEP-19 | 53 |  | OAKWOOD | ST | 0 | ISSUED | 16-SEP-19 | SKYLIGHT TOOLS INC | HALLWAY BATHROOM - REPLACING VANITY TOILET AND FIXTURE UPDATING PLUMBING REPLACING TUB W/ SHOWER SHOWER PAN
PM20190916410 | 16-SEP-19 | 49 |  | PROSPECT | AV |  | ISSUED | 16-SEP-19 | DEWELL BUILT INC. | ROUGH INSTALL NEW BOILER HYDRONIC HEAT ROUGH EXHAUST FAN
PW20190916909 | 16-SEP-19 | 2120 |  | CALIFORNIA | ST |  | COMPLETE | 19-SEP-19 | EARTHQUAKE ENTERPRISES INC DBA HETHERING | WORK CATEGORY: 2PA; REMOVE AND REPLACE IRRIGATION BACKFLOW DEVICE
PMW20190916927 | 16-SEP-19 | 175 |  | BELVEDERE | ST |  | COMPLETE | 23-SEP-19 | SCHMITT HEATING CO INC | WORK CATEGORY: 1M; REPLACE EXISTING FURNACE WITH NEW AND INSTALL NEW FLUE AND CONDENSATE DRAIN LINE.
PP20190916423 | 16-SEP-19 | 595 |  | PACIFIC | AV |  | ISSUED | 16-SEP-19 | FERRO PLUMBING | ADD 1 SINK TO 3RD FLOOR
PW20190916916 | 16-SEP-19 | 285 |  | SAN ANSELMO | AV |  | ISSUED | 16-SEP-19 | THE LUNT MARYMOR CO. INC. | WORK CATEGORY: 2PA; WHOLE HOUSE PLUMBING AND RADIANT HEATING REMODEL.
PM20190916390 | 16-SEP-19 | 604 |  | CAPP | ST |  | ISSUED | 16-SEP-19 | BOYCRUZ MECHANICAL | REPLACE FURNACE & SOME DUCTOWRK FLUE.
PP20190916402 | 16-SEP-19 | 185 |  | BERRY | ST |  | COMPLETE | 24-SEP-19 | ACCO ENGINEERED SYSTEMS INC. | LIKE FOR LIKE REPLACEMENT OF HOT WATER HEATER EXCHANGE.
PP20190916436 | 16-SEP-19 | 130 |  | FUNSTON | AV |  | ISSUED | 16-SEP-19 | SKYLIGHT TOOLS INC | REMODEL OF 3 BATHROOMS. NEW FIXTURES VANITY TOILETS.
PP20190916424 | 16-SEP-19 | 2955 |  | CESAR CHAVEZ | ST |  | ISSUED | 16-SEP-19 | C & H PLUMBING CO. | ADD TWO NEW BATHROOM. ONE KITCHEN SINK. ONE STOVE ONE WASHER/DRYER. NEW PLUMBING AND PLUMBING FIXTURES AS NEEDED. NEW SHOWER PAN. UNDER GROUND WORK.
PW20190916911 | 16-SEP-19 | 475 |  | SOUTH VAN NESS | AV |  | ISSUED | 16-SEP-19 | KEVIN SULLIVAN HEATING & AIR INC. | WORK CATEGORY: 11P; ROUGH IN AND INSTALL FIXTURES FOR (1) TOILET & (1) LAVY
PP20190916437 | 16-SEP-19 | 329 |  | 06TH | AV |  | ISSUED | 16-SEP-19 | SKYLIGHT TOOLS INC | NEW MASTER BATH WITH NEW VANITY TOILET LOCATION. NEW CLOSET. NEW HOWER TO BED ADDED.
PW20190916906 | 16-SEP-19 | 88 |  | ALLSTON | WY |  | ISSUED | 16-SEP-19 | AFFORDABLE WATER HEATERS AND PLUMBING IN | WORK CATEGORY: 1P; REPLACE WATER HEATER SAME LOCATION
PW20190916929 | 16-SEP-19 | 529 |  | BAKER | ST |  | COMPLETE | 24-SEP-19 | FLOW FORM PLUMBING | WORK CATEGORY: 1P; REPLACING TANKLESS HOT WATER HEATER
PP20190916401 | 16-SEP-19 | 1914 |  | 30TH | AV |  | ISSUED | 16-SEP-19 | DESIGN MAX CONSTRUCTION | KITCHEN REMODEL
PP20190916406 | 16-SEP-19 | 896 |  | WASHINGTON | ST |  | ISSUED | 16-SEP-19 | FRANK LAU CONSTRUCTION CO | REMODEL ONE BATHROOM.
PP20190916411 | 16-SEP-19 | 1001 |  | MARIPOSA | ST | 203 | COMPLETE | 30-SEP-19 | ROD'S GENERAL BUILDERS INC | KITCHEN REMODEL
PW20190916903 | 16-SEP-19 | 1920 |  | OCEAN | AV | 1 | ISSUED | 16-SEP-19 | K A LAU CONSTRUCTION | WORK CATEGORY: 1P; KITCHEN AND BATHROOM REMODEL
PMW20190916905 | 16-SEP-19 | 734 |  | JOOST | AV |  | ISSUED | 16-SEP-19 | AIR PERFECTION HEATING & AIR CONDITION | WORK CATEGORY: 1M; INSTALL A HIGH EFFICIENCY GAS FURNACE.
PW20190916931 | 16-SEP-19 | 1500 |  | PLYMOUTH | AV |  | ISSUED | 16-SEP-19 | CJ PLUMBING | WORK CATEGORY: 2PB; INSTALL 1 NEW BATHROOM AND 1 NEW POWDER ROOM. RELOCATE WATER HEATER WASHER AND DRYER.
PW20190916923 | 16-SEP-19 | 160 |  | SPEAR | ST |  | ISSUED | 16-SEP-19 | D P W INC. | WORK CATEGORY: 5P; HEATING HOT WATER S&R PIPING TO 14 VAV'S ONE CONDENSER WATER PUMP AND S&R PIPING TO THREE HEAT PUMPS. WORK ON THE 2ND FLOOR.
PMW20190916928 | 16-SEP-19 | 250 |  | 04TH | ST |  | ISSUED | 16-SEP-19 | OKELL'S FIREPLACE | WORK CATEGORY: 1M; INSTALL DIRECT VENT GAS FIREPLACES PER MANUAL SPECS. GAS LINE BY OTHERS.
PM20190916418 | 16-SEP-19 | 2074 |  | 46TH | AV |  | ISSUED | 16-SEP-19 | THREEMILE CONSTRUCTION | ADD NEW FULL BATHROOM @ GHROUND FLOOR AND RELOCATE EXISTING WASHER AND DRYER.
PM20190916391 | 16-SEP-19 | 1431 |  | SHAFTER | AV |  | ISSUED | 16-SEP-19 | PRECISION HVAC HEATING & AIR CONDITIONIN | INSTALLING NEW FORCED AIR FURNACE. INSTALLING SUPPLY DUCTS AND 1 RETURN DECT. CUTTING HOLES IN FLOOR FOR VENT REGISTER. INSTALLING PVC VENT PIPES.
PW20190916915 | 16-SEP-19 | 2127 |  | BROADWAY | * | 6 | ISSUED | 16-SEP-19 | THE LUNT MARYMOR CO. INC. | WORK CATEGORY: 1P; KITCHEN BATH AND POWDER ROOM REMODEL.
PW20190916925 | 16-SEP-19 | 2054 |  | 10TH | AV | 0 | ISSUED | 16-SEP-19 | ATLAS PLUMBING AND ROOTER | WORK CATEGORY: 1P; SEWER/HOUSETRAP REPLACEMENT
PM20190916441 | 16-SEP-19 | 196 |  | GUERRERO | ST |  | ISSUED | 16-SEP-19 | HING WAH CONSTRUCTION INC | INSTALL RADIANT HEATING.
PM20190916392 | 16-SEP-19 | 95 |  | GATES | ST |  | ISSUED | 16-SEP-19 | BOYCRUZ MECHANICAL | INSTALL NEW FURNACE & FLUE.
PP20190916416 | 16-SEP-19 | 2074 |  | 46TH | AV |  | ISSUED | 16-SEP-19 | THREEMILE CONSTRUCTION | ADD NEW FULL BATHROOM @ GHROUND FLOOR AND RELOCATE EXISTING WASHER AND DRYER. NEW SHOWER PAN.
PP20190916426 | 16-SEP-19 | 953 |  | TREAT | AV |  | ISSUED | 16-SEP-19 | MIKE STAR PLUMBING CO | INSTALL 6 UNIT MULTI FAMILY BUILDING. UNDERGROUND TOP OUT AND FINISH. INSTALL WATER HEATER. 6 SHOWER PANS
PW20190916908 | 16-SEP-19 | 1260 |  | 45TH | AV |  | COMPLETE | 20-SEP-19 | STAN PLUMBING | WORK CATEGORY: 2PB; REPLACE HOUSE SEWER LINE AND STREET VENT.
PP20190916434 | 16-SEP-19 | 555 |  | NORTH POINT | ST |  | COMPLETE | 23-SEP-19 | HILL'S POOL SERVICE INC. | REMOVE SPA HEATER #1302351941 & INSTALL NEW #1907492144
PP20190916422 | 16-SEP-19 | 22 |  | SANTA MARINA | ST |  | ISSUED | 16-SEP-19 | GOLDEN SKY PLUMBING AND ROOTER | ROUGH AND FINAL FOR PLUMBING
PW20190916913 | 16-SEP-19 | 1001 |  | VAN NESS | AV |  | ISSUED | 16-SEP-19 | HYDRA VENTURES INC./ CAL PAC PLUMB. SYST | WORK CATEGORY: 11P; REMOVAL OF TWO (2) BACKFLOW ASSEMBLIES SERIAL NUMBERS 132189 AND 229864.
PM20190916415 | 16-SEP-19 | 148 |  | CERVANTES | BL |  | ISSUED | 16-SEP-19 | DEO CONSTRUCTION INC | REPLACE FURNACE & AC.
PP20190916442 | 16-SEP-19 | 196 |  | GUERRERO | ST |  | ISSUED | 16-SEP-19 | HING WAH CONSTRUCTION INC | NEW WATER HEATER 1 KITCHEN 2 BATHS. 1 LAUNDRY
PP20190916417 | 16-SEP-19 | 2465 |  | VAN NESS | AV |  | ISSUED | 16-SEP-19 | SUPERIOR AUTOMATIC SPRINKLER | AUTOMATIC SPRINKLER SYSTEM FOR 9 STORY 41 UNITS WARM SHELL MIXED USE RESIDENTIAL BLDG.
PP20190916396 | 16-SEP-19 | 401 |  | HAIGHT | ST | 0 | ISSUED | 16-SEP-19 | BEDROCK CONSTRUCTION | COMMERCIAL: ADA BATHROOM REMODEL.
PP20190916440 | 16-SEP-19 | 194 |  | GUERRERO | ST |  | ISSUED | 16-SEP-19 | HING WAH CONSTRUCTION INC | 1 KITCHEN 1 LAUNDRY 1 BATH WATER HEATER NO UNDERGROUND PLUMBING NO SHOWER PAN
PP20190916393 | 16-SEP-19 | 264 |  | GRAND VIEW | AV |  | ISSUED | 16-SEP-19 | GOODRICH PLUMBING INC | PLUMBING INSTALLATION/REMODEL- BASEMENT FLOOR: FLOOR DRAIN 1 CATCH BASIN 1ST FLOOR: 1 TOILET 1 TRENCH DRAIN; 2ND FLOOR 2 BATHROOMS 1 WASHER AND 1 DRYER. 3RD FLOOR: 1 BATHROOM 4TH FLOOR: 1 KITCHEN; ROOF FLOOR: 1 DECK DRAIN 2 ROOF DRAINS ; 3 SHOWER PAN: ROUGH GAS LINE PLUMBING AND VENTS AS NEEDED.
PMW20190916919 | 16-SEP-19 | 578 |  | ELIZABETH | ST |  | ISSUED | 16-SEP-19 | BLAZE FIREPLACES OF NO CAL | WORK CATEGORY: 1M; INSTALLING ONE FIREPLACE
PP20190916409 | 16-SEP-19 | 517 |  | 23RD | AV |  | ISSUED | 16-SEP-19 | M C PLUMBING | RELOCATE LAUNDRY WASHING MACHINE NEW GAS LINE FOR DRYER. NEW FIXTURE AT EXISTING KITCHEN SINK.
PP20190916428 | 16-SEP-19 | 627 |  | CASTRO | ST |  | ISSUED | 16-SEP-19 | LAKE MARINE CONSTRUCTION INC | REMODEL KITCHEN AND MASTER BATHROOM. REPLACE PLUMBING AND PLUMBING FIXTURES TO INCLUDE DRAINS VENTS HOT/COLD WATER AND GAS LINE AS NEEDED.
PP20190916404 | 16-SEP-19 | 464 |  | LANSDALE | AV |  | ISSUED | 16-SEP-19 | LEI'S CONSTRUCTION CO | ADD TWO AND HALF BATHROOM AT GROUND FLOOR. NEW WET. TWO BEDROOM MEDIA ROOM AT GROND FLOOR. REMODEL TWO BATHROOMS AND KITCHEN @ 2ND FLOOR. NEW PLUMBING AND PLUMBING FIXTURES THROUGHOUT REMODEL AS NEEDED. 3 SHOWER PAN. UNDERGROUND WORK.
PM20190916420 | 16-SEP-19 | 1638 | 1638 | QUINT | ST |  | ISSUED | 16-SEP-19 | VK CONSTRUCTION | INTALL 2 NEW HEATERS FOR TOP AND LOWER UNITS
PP20190916431 | 16-SEP-19 | 136 |  | LOCKSLEY | AV | 0 | ISSUED | 16-SEP-19 | B D UNIQUE CONSTRUCTION CO | REMODEL KITCHEN AND BATHROOM. CHANGE PLUMBING FIXTURES BATHTUB; CONVERT TO SHOWER PAN.
PP20190916421 | 16-SEP-19 | 268 |  | 11TH | AV |  | ISSUED | 16-SEP-19 | JIMMY WONG | PROPOSED A NEW UNIT @ EXISTING FIRST FLOOR. ONE NEW KITCHEN 1 NEW DISHWASHER NEW WAYTER HEATER 1 FULL BATHROOM 1 HALF BATHROOM AND 5 RADIATORS. NEW PLUMBING AND PLUMBING FIXTURES AS NEEDED. UNDERGROUND WORK.
PP20190916438 | 16-SEP-19 | 743 |  | EXCELSIOR | AV |  | ISSUED | 16-SEP-19 | A P CONSTRUCTION | KITCHEN & BATHROOM REMODEL. REPLACING BATHTUB SHOWER AND BATH VALVES ANGLE STOPS TOILET & VANITY FAUCET KITCHEN SINK AND FAUCET.
PP20190916397 | 16-SEP-19 | 2434 |  | CALIFORNIA | ST |  | ISSUED | 16-SEP-19 | 3 MAC CONSTRUCTION | UNIT 2 - REMODEL 1 KITCHEN AND 1 BATH
PW20190917972 | 17-SEP-19 | 67 |  | ARROYO | WY |  | COMPLETE | 20-SEP-19 | ACE PLUMBING & ROOTER | WORK CATEGORY: 1P; SEWER REPAIR
PW20190917945 | 17-SEP-19 | 946 |  | STOCKTON | ST | 17 | ISSUED | 17-SEP-19 | NIGEL MULGREW PLUMBING INC. | WORK CATEGORY: 1P; KITCHEN BATHROOM AND POWDER ROOM
PP20190917472 | 17-SEP-19 | 4005 |  | CALIFORNIA | ST | 4 | ISSUED | 17-SEP-19 | SURE INC. | UNIT 4: REMODEL 1 KITCHEN & 2-1/2 BATHS 1 SHOWER PAN
PP20190917446 | 17-SEP-19 | 250 |  | HOWARD | ST |  | ISSUED | 17-SEP-19 | ALLIED FIRE PROTECTION | 5/F: FIRE SPRINKLERS: 9 ADDED UPRIGHTS 18 RELOCATED UPRIGHTS 41 ADDED PENDENTS TOTAL 68 SPRINKLERS. REF PA#201909111278
PP20190917443 | 17-SEP-19 | 815 |  | GOETTINGEN | ST |  | ISSUED | 17-SEP-19 | THE GENTEEL PLUMBERS INC | REPLACE DEFECTIVE SEWER LATERAL INSIDE GARAGE.
PW20190917980 | 17-SEP-19 | 60 |  | MEADOWBROOK | DR |  | COMPLETE | 23-SEP-19 | MICHAEL'S PLUMBING | WORK CATEGORY: 1P; REPLACE 15 FEET OF BROKEN UNDERGROUND SEWER IN FRONT OF HOUSE.
PW20190917960 | 17-SEP-19 | 747 |  | SHRADER | ST | 0 | COMPLETE | 24-SEP-19 | DISCOUNT PLUMBING CO | WORK CATEGORY: 1P; SEWER LINE AND HOUSE TRAP REPLACEMENT
PMW20190917981 | 17-SEP-19 | 3018 |  | WASHINGTON | ST |  | ISSUED | 17-SEP-19 | M C L HEATING & AIR CONDITIONING INC | WORK CATEGORY: 1M; INSTALL QTY 2 HIGH EFFICIENCY FURNACE HEATING SYSTEMS
PM20190917458 | 17-SEP-19 | 1724 |  | GRANT | AV |  | ISSUED | 17-SEP-19 | HADDON HEATING AND COOLING | REMOVE AND REPLACE AC SAME LOCATION SEER 14
PW20190917977 | 17-SEP-19 | 549 |  | EL CAMINO DEL MAR | * |  | COMPLETE | 23-SEP-19 | FLOW MASTERS PLUMBING INC | WORK CATEGORY: 1P; RENEW EXPIRED PERMIT # PW20180627758REMODEL LAUNDRY ROOM REMODEL BATHROOM 105 REMODEL BATHROOM 106 REMODEL BATHROOM SECOND FLOOR BATHROOM REMODEL KITCHEN REMODEL THIRD FLOOR BATHROOM REMODEL MASTER BATHROOM
PP20190917460 | 17-SEP-19 | 690 |  | 05TH | AV |  | ISSUED | 17-SEP-19 | AFFORDABLE WATER HEATERS AND PLUMBING IN | REMOVE AND REPLACE 50 GALLON WATER HEATER. SAME LOCATION IN GARAGE.
PM20190917455 | 17-SEP-19 | 715 |  | SARGENT | ST |  | ISSUED | 17-SEP-19 | SPOTLIGHT CONSTRUCTION GROUPS INC | RELOCATE FURNACE AND DUCT
PW20190917952 | 17-SEP-19 | 999 |  | GREEN | ST | 2801 | COMPLETE | 26-SEP-19 | DOKE'S PLUMBING INC. | WORK CATEGORY: 2PA; UNITS 2801 2803 AND 2805 (COMBINED AS 1 UNIT)REMODEL OF KITCHEN WINE ROOM (4) BATHROOMS LAUNDRY ROOM AND MECHANICAL ROOM.
PW20190917983 | 17-SEP-19 | 260 |  | CLARA | ST |  | ISSUED | 17-SEP-19 | S AND G PLUMBING INC | WORK CATEGORY: 1P; REPLACE 4" BACKFLOW IN GARAGE AREA
PW20190917970 | 17-SEP-19 | 1593 |  | 29TH | AV |  | COMPLETE | 20-SEP-19 | FIVE STAR PLUMBING & ROOTER | WORK CATEGORY: 1P; SEWER LATERAL REPLACEMENT
PW20190917968 | 17-SEP-19 | 221 |  | MAIN | ST |  | COMPLETE | 23-SEP-19 | R L H FIRE PROTECTION INC | WORK CATEGORY: 4PB; RELOCATE 4 AND ADD 3 PENDENT SPRINKLERS ON THE 16TH FLOOR.
PP20190917469 | 17-SEP-19 | 2739 |  | BRODERICK | ST |  | COMPLETE | 26-SEP-19 | FABIANO DI MESTICO | TEST FOR 4 SHOWER PANS WATERPROOFING.
PW20190917943 | 17-SEP-19 | 1 |  | MARKET | ST |  | ISSUED | 17-SEP-19 | CITY PREFERRED PLUMBING INC | WORK CATEGORY: 5P; 1 MARKET 22ND FLOOR. INSTALL ALL NEW ROUGH PLUMBING FOR (1) KITCHEN PANTRY SINK WITH ICE MAKER WATER BOX COFFEE WATER OUTLETS NEW SINK FAUCET INSTA HOT/COLD DISPENSER DISHWASHER ICE MAKER AND LEAK DETECTION. 2ND KITCHEN.........REMOVE EXISTING PLUMBING FIXTURES FOR (2) SINKS. EXISTING PLUMBING TO REMAIN. INSTALL NEW SINKS FAUCETS DISHWASHERS ANGLE STOPS P-TRAPS AND HANDICAP WRAPS
PP20190917471 | 17-SEP-19 | 448 |  | LYON | ST | 0 | ISSUED | 17-SEP-19 | HOLLON PLUMBING INC | AMEND PW20190526308 TO INCLUDE SHOWER PAN
PW20190917939 | 17-SEP-19 | 19 |  | BYRON | CT |  | ISSUED | 17-SEP-19 | AFFORDABLE WATER HEATERS AND PLUMBING IN | WORK CATEGORY: 1P; REPLACE WATER HEATER SAME LOCATION
PW20190917962 | 17-SEP-19 | 1571 |  | CHURCH | ST |  | ISSUED | 17-SEP-19 | WATER HEATERS ONLY INC | WORK CATEGORY: 2PA; WATER HEATER SERVICES MULTIPLE UNITS. IN COMMON CLOSET. R/R 75 GAL GAS WATER HEATER SAME LOCATION
PP20190917451 | 17-SEP-19 | 484 |  | SAWYER | ST |  | ISSUED | 17-SEP-19 | HONG'S GENERAL CONSTRUCTION INC | 1ST FLR -(N) BEDROOM DEN HOME OFFICE AND BATHROOM. 2ND FLR -REMODEL (E) KITCHEN AND BATHROOM ADD (N) BATHROOM AND (N) HALL
PW20190917975 | 17-SEP-19 | 250 |  | HOWARD | ST |  | ISSUED | 17-SEP-19 | J. W. MCCLENAHAN CO. (MCCLENAHAN J W CO) | WORK CATEGORY: 5P; LEVEL 25: PLUMBING CONNECTIONS AND FIXTURES FOR MICRO KITCHEN JANITOR'S CLOSET MOTHER'S RM. ALL GENDER BATHROOM CW HW HWR NPW GW GAS AND SWV
PW20190917950 | 17-SEP-19 | 300 |  | 16TH | ST |  | ISSUED | 17-SEP-19 | PAN-PACIFIC MECHANICAL LLC | THIS PAYS FOR INSPECTIONS RELATED TO ORIGINAL PERMIT # PW20190917948 FILED 9/17/2019. DOW: WORK CATEGORY: 5P; PLUMBING TI SOUTH TOWER LEVELS 1&2
PW20190917949 | 17-SEP-19 | 535 |  | NIAGARA | AV |  | ISSUED | 17-SEP-19 | ACE PLUMBING & ROOTER | WORK CATEGORY: 1P; GAS LINE REPLACEMENT
PMW20190917954 | 17-SEP-19 | 999 |  | GREEN | ST | 2801 | COMPLETE | 26-SEP-19 | DOKE'S PLUMBING INC. | WORK CATEGORY: 2M ; UNITS 2801 2803 & 2805 (COMBINED TO ONE UNIT)INSTALLATION OF HYDRONIC SYSTEM INCLUDING HEAT PUMP.
PW20190917982 | 17-SEP-19 | 704 |  | BRODERICK | ST |  | ISSUED | 17-SEP-19 | T T LEE CORP DBA: ALLEN LEE PLUMBING | WORK CATEGORY: 1P; AMEND PLUMBING PERMIT PP20190422106 REMODEL ALL BATHROOMS 2 SHOWER PAN TWO KITCHEN ONE LAUNDRY. ADD ONE FULL BATHROOM ON 4TH FLOOR ADD ONE LAUNDRY ON 3RD FLOOR EXTEND 1¿ GAS TO TOP FLOOR ON DEMAND WATER HEATER REPLACE EXISTING WATER HEATER TO TANKLESS HEATER ON SECOND FLOOR.
PM20190917466 | 17-SEP-19 | 2566 |  | 33RD | AV |  | ISSUED | 17-SEP-19 | MACRO BUILDER INC | REPLACE NEW CENTRAL HEATER.
PW20190917942 | 17-SEP-19 | 36 |  | ROACH | ST |  | ISSUED | 17-SEP-19 | HYDRO FLOW SYSTEMS INC **SEE NOTES** | WORK CATEGORY: 2PA; INSTALLATION OF 3 RADIATORS/ COMBI BOILER AND FLU.
PW20190917938 | 17-SEP-19 | 135 |  | MAIN | ST |  | ISSUED | 17-SEP-19 | GOLDEN GATE FIRE PROTECTION INC | WORK CATEGORY: 4PB; 19-261 RELOCATE 12 HEADS ON THE 11TH FLOOR
PMW20190917976 | 17-SEP-19 | 1212 |  | CAYUGA | AV |  | ISSUED | 17-SEP-19 | ACW MECHANICAL OF NO CA/CONTRA COSTA HEA | WORK CATEGORY: 1M; CHANGE OUT OF AC CONDENSER COIL AND FURNACE ALONG WITH A 50 GAL WATER HEATER
PP20190917464 | 17-SEP-19 | 2110 |  | JACKSON | ST | 303 | 304 | ISSUED | 17-SEP-19 | SURE INC.
PW20190917955 | 17-SEP-19 | 1540 |  | 05TH | AV |  | ISSUED | 17-SEP-19 | GALLAHER COMPANY DBA 1 HR DRAIN | WORK CATEGORY: 2PA; UNIT # 204 REMOVE AND REPLACE 40 GALLON WATER HEATER LIKE FOR LIKE
PP20190917450 | 17-SEP-19 | 2263 |  | 41ST | AV |  | ISSUED | 17-SEP-19 | EVERLAST PLUMBING | ROUGH AND FINISH PLUMBING NEW GAS LINE INSTALLATION. NEW WATER HEATER INSTALLATION ROUGH AND FINISH PLUMBING FOR BATHROOM KITCHEN HEATER
PP20190917445 | 17-SEP-19 | 825 |  | SILLIMAN | ST |  | COMPLETE | 20-SEP-19 | PATRICK COAKLEY CONSTRUCTION | 2 SHOWER PANS
PW20190917979 | 17-SEP-19 | 22 |  | FRANKLIN | ST |  | ISSUED | 17-SEP-19 | FAULT LINE PLUMBING INC | WORK CATEGORY: 6PB; NEW PLUMBING WORK ON A NEW RESTAURANT. INSTALLING (2) BATHROOMS (5) FLOOR SINKS (1) WATER HEATER (1) BAR AREA.
PMW20190917959 | 17-SEP-19 | 639 |  | 18TH | AV |  | ISSUED | 17-SEP-19 | BLAZE FIREPLACES OF NO CAL | WORK CATEGORY: 1M; INSTALLING ONE FIREPLACE
PMW20190917946 | 17-SEP-19 | 2506 |  | BUSH | ST |  | COMPLETE | 23-SEP-19 | SHANE O'MALLEY DBA GREENFLOW HVAC | WORK CATEGORY: 1M; INSTALL ONE(1) HIGH-EFF. FURNACE AND DUCTINGREROUTE ONE(1) B-VENT FLUE FOR WATER HEATER
PW20190917965 | 17-SEP-19 | 750 |  | BATTERY | ST |  | COMPLETE | 23-SEP-19 | ANDERSON ROWE & BUCKLEY INC. | WORK CATEGORY: 4PB; AR&B 19-222 FIRE SPRINKLER TI ON THE 5TH FLOOR SUITE #500 - RELOCATE 8 HEADS AND ADD 2 HEADS
PW20190917967 | 17-SEP-19 | 1491 |  | SUNNYDALE | AV |  | ISSUED | 17-SEP-19 | O'BRIEN MECHANICAL INC II | WORK CATEGORY: 8P; INSTALL (2) NEW DOMESTIC HOT WATER BOILERS WITH FLUES.
PP20190917479 | 17-SEP-19 | 101 |  | DARIEN | WY |  | ISSUED | 17-SEP-19 | EAST BAY CONSTRUCTION | REMODEL BATHS KITCHEN FURNACE
PW20190917941 | 17-SEP-19 | 595 |  | MARKET | ST |  | ISSUED | 17-SEP-19 | AYOOB & PEERY PLUMBING | WORK CATEGORY: 4PB; 23RD FLOOR: ADD (10) RELOCATE (42) PLUG (8) AND CHANGE OUT (18) SPRINKLERS IN ORDER TO CONFORM WITH THE NEW WALL/CEILING LAYOUT OF THE TENANT IMPROVEMENT. REF#: 2019-0820-9345 JOB#: 19-707
PP20190917449 | 17-SEP-19 | 2731 | 2733 | CLEMENT | ST |  | ISSUED | 17-SEP-19 | SAM WING CONSTRUCTION INC | REPLACE 2 KITCHEN SINKS KITCHEN GAS 2 BATHROOM SINKS 2 SHOWER PANS
PP20190917461 | 17-SEP-19 | 737 |  | PINE | ST | 41 | ISSUED | 17-SEP-19 | CASLEZ CONSTRUCTION INC | #41: RELOCATE KITCHEN SINK REHABILITATE EXISTING BATHROOM.
PP20190917467 | 17-SEP-19 | 4406 |  | 17TH | ST |  | COMPLETE | 23-SEP-19 | BRIAN J. DEASON TILE CO. | SHOWER PAN
PW20190917937 | 17-SEP-19 | 221 |  | MAIN | ST |  | ISSUED | 17-SEP-19 | GOLDEN GATE FIRE PROTECTION INC | WORK CATEGORY: 4PB; 19-180 RELOCATE 61 HEADS ON THE 14TH FLOOR.
PW20190917964 | 17-SEP-19 | 593 |  | BANKS | ST |  | COMPLETE | 26-SEP-19 | ACE PLUMBING & ROOTER | WORK CATEGORY: 1P; SEWER REPAIR
PW20190917936 | 17-SEP-19 | 1177 |  | CALIFORNIA | ST | 802 | ISSUED | 17-SEP-19 | LEO GOTELLI PLUMBING INC | WORK CATEGORY: 2PA; KITCHEN AND BATHROOM REMODEL.
PP20190917470 | 17-SEP-19 | 3627 |  | WEBSTER | ST | 0 | COMPLETE | 20-SEP-19 | HOLLON PLUMBING INC | AMEND PW20190809045 TO INCLUDE SHOWER PAN
PP20190917444 | 17-SEP-19 | 342 |  | 29TH | AV |  | ISSUED | 17-SEP-19 | PRO PLUMBING & FIRE SPRINKLER INC | RELOCATE PLUMBING FOR BATHROOM RELOCATE KITCHEN ISLAND SINK ADD BAR SINK RELOCATE PLUMBING FOR LAUNDRY ROOM NEW ROOF DRAIN ADD NEW GAS LINE FOR HEATER
PMW20190917969 | 17-SEP-19 | 285 |  | SOUTH VAN NESS | AV |  | ISSUED | 17-SEP-19 | MELGAR HEATING & AIR | WORK CATEGORY: 5M; FULL INSTALLATION OF HVAC (HEATING & COOLING) AND DUCTWORK.
PP20190917478 | 17-SEP-19 | 135 |  | MONTEREY | BL |  | ISSUED | 17-SEP-19 | BAY METRO CORPORATION | REINSTALL TWO BATHTUBS PLUMBING FIXTUERS IN BATHROOMS AND KITCHEN.
PW20190917961 | 17-SEP-19 | 333 |  | BUSH | ST | 0 | ISSUED | 17-SEP-19 | AYOOB & PEERY PLUMBING | WORK CATEGORY: 5P; 16TH 17TH 18TH & 24TH FLOOR: EACH FLOOR RELOCATE (1) URINAL PROVIDE AND INSTALL (6) LAVATORIES & FAUCETS. ROUGH-IN AND TRIM WASTE VENT AND DOMESTIC COLD WATER FOR (1) RELOCATED MRR ADA ACCESSIBLE STALL WATER CLOSET AND FLUSH VALVE. JOB#: 19-075 / 19-076 / 19-077 / 19-078
PW20190917953 | 17-SEP-19 | 303 |  | 02ND | ST |  | ISSUED | 17-SEP-19 | CITY PREFERRED PLUMBING INC | WORK CATEGORY: 5P; 303 2ND STREET SUITE 450N. INSTALL NEW ALL ASSOCIATED PLUMBING FOR 1 KITCHEN PANTRY SINK. UTILIZING EXISTING WATER WASTE AND VENT FOR PLUMBING UTILITIES. INSTALLING (1) ICE MAKER WATER BOX. INSTALLING NEW SINK FAUCET CHRONOMITE ANGLE STOPS P-TRAP HANDICAP WRAP FRIDGE AND DISHWASHER.
PMW20190917944 | 17-SEP-19 | 910 |  | DIAMOND | ST |  | ISSUED | 17-SEP-19 | S L MECHANICAL CONTRACTOR | WORK CATEGORY: 1M; REPLACE A GAS FURNACE DUCTING FLUE PIPE FOR FURNACE AND WATER HEATER.
PP20190917447 | 17-SEP-19 | 250 |  | HOWARD | ST |  | ISSUED | 17-SEP-19 | ALLIED FIRE PROTECTION | 6/F: FIRE SPRINKLERS: 9 ADDED UPRIGHTS 20 RELOCATED UPRIGHTS 45 ADDED PENDENTS TOTAL 74 SPRINKLERS. REF PA#201909111280
PW20190917973 | 17-SEP-19 | 2174 |  | UNION | ST |  | ISSUED | 17-SEP-19 | O LEARY PLUMBING INC | WORK CATEGORY: 1P; SHOWER PAN INSPECTION REQUIRED.
PW20190917947 | 17-SEP-19 | 3938 |  | 26TH | ST |  | COMPLETE | 27-SEP-19 | STEVEN YEUNG INC DBA CHUNG WAH PLBG&FIRE | WORK CATEGORY: 11P; PERMIT AND FINAL INSPECTION FEES FOR 3936 3938 3940 AND 3942
PW20190917956 | 17-SEP-19 | 300 |  | 16TH | ST |  | ISSUED | 17-SEP-19 | PAN-PACIFIC MECHANICAL LLC | THIS PAYS FOR INSPECTIONS RELATED TO ORIGINAL PERMIT # PW20190917950 FILED 9/17/2019. DOW: WORK CATEGORY: 5P; PLUMBING TI NORTH TOWER LEVEL 3
PM20190917468 | 17-SEP-19 | 888 |  | TENNESSEE | ST |  | ISSUED | 17-SEP-19 | DELTA REFRIGERATION CORPORATION | INSTALLATION OF 6 (N) PACKAGE HVAC UNITS ON ROOF. INSTALLATION OF SUPPLY AND RETURN PLENUMS INSIDE WAREHOUSE. THERMOSTATS AND ASSOCIATED CONTROLS FOR ALL UNITS.
PP20190917465 | 17-SEP-19 | 2566 |  | 33RD | AV |  | ISSUED | 17-SEP-19 | MACRO BUILDER INC | NEW IN & OUT COPPER PIPE. UPGRADE SEWER. WATER SERVICE NEW WATER HEATER. BATHROOM AND KITCHEN.
PW20190917963 | 17-SEP-19 | 654 |  | 15TH | AV |  | COMPLETE | 19-SEP-19 | HYDRO FLOW SYSTEMS INC **SEE NOTES** | WORK CATEGORY: 1P; 1 SHOWER PAN
PW20190917966 | 17-SEP-19 | 1 |  | BEMIS | ST |  | ISSUED | 17-SEP-19 | M C M PLUMBING | WORK CATEGORY: 2PB; DWV WATER PIPES AND GAS
PW20190917974 | 17-SEP-19 | 3947 |  | MISSION | ST | 0 | COMPLETE | 19-SEP-19 | DISCOUNT PLUMBING CO | WORK CATEGORY: 1P; HOUSE TRAP REPLACEMENT
PW20190917984 | 17-SEP-19 | 175 |  | CLIFFORD | TR |  | ISSUED | 17-SEP-19 | S AND G PLUMBING INC | WORK CATEGORY: 1P; MAIN SEWER AND HOUSE TRAP
PW20190917978 | 17-SEP-19 | 1830 |  | LAKE | ST |  | ISSUED | 17-SEP-19 | KEARNEY PLUMBING | WORK CATEGORY: 1P; REMODEL KITCHEN AND POWDER ROOM (1 TOILET AND 1 SINK)
PP20190917454 | 17-SEP-19 | 807 |  | VIENNA | ST |  | ISSUED | 17-SEP-19 | SAN YI PLUMBING LTD. | THREE BATHROOM REMODEL. KITCHEN WASHER & DRYER. WATER HEATER. SHOWER PAN
PP20190917476 | 17-SEP-19 | 1502 | 1508 | FLORIDA | ST |  | ISSUED | 17-SEP-19 | A PLUMBING**SEENOTE** | 1502 1504 1506 1508. REMODELING ONE KITCHEN AND ONE AND HALF BATHROOMS IN EACH UNIT. W/SHOWER PANS.
PP20190917457 | 17-SEP-19 | 1712 |  | LA SALLE | AV |  | ISSUED | 17-SEP-19 | C T CONSTRUCTION & PLUMB | INSTALL TWO BATHROOM TOILET AND SINK ONE KITCHEN AND ONE SHOWER AND TUB.
PW20190917948 | 17-SEP-19 | 300 |  | 16TH | ST |  | ISSUED | 17-SEP-19 | PAN-PACIFIC MECHANICAL LLC | WORK CATEGORY: 5P; PLUMBING FOR TI SOUTH TOWER LEVEL 3
PP20190917463 | 17-SEP-19 | 2905 |  | 16TH | ST |  | ISSUED | 17-SEP-19 | ASTORGA CONSTRUCTION INC | GAS LINE FOR WATER HEATER
PP20190917453 | 17-SEP-19 | 3625 |  | ORTEGA | ST |  | ISSUED | 17-SEP-19 | ALL STAR FIRE PROTECTION LLC | 1)INSTALLATION OF NEW FIRE SPRINKLER SYSTEM IN 1ST FLOOR. 2)INSTALLATION OF NEW 2" FIRE SERVICE UNDERGROUND. REF APP#201810022005
PW20190917958 | 17-SEP-19 | 25 |  | ELK | ST |  | ISSUED | 17-SEP-19 | ATLAS PLUMBING AND ROOTER | WORK CATEGORY: 1P; SEWER/HOUSETRAP REPLACEMENT
PM20190917459 | 17-SEP-19 | 1712 |  | LA SALLE | AV |  | ISSUED | 17-SEP-19 | C T CONSTRUCTION & PLUMB | INSTALL FURNACE AND FLUE PIPE AND DUCT WORK.
PM20190917452 | 17-SEP-19 | 3251 |  | 20TH | AV |  | ISSUED | 17-SEP-19 | TSL CONSTRUCTION & CONSULTANT INC | SUITE 218: RELOCATE AIR/VENT DUCT AND HOOK UP TO EXISTING HVAC UNIT
PW20190917957 | 17-SEP-19 | 300 |  | 16TH | ST |  | ISSUED | 17-SEP-19 | PAN-PACIFIC MECHANICAL LLC | THIS PAYS FOR INSPECTIONS RELATED TO ORIGINAL PERMIT # PW20190917956 FILED 9/17/2019. DOW: WORK CATEGORY: 5P; PLUMBING TI NORTH TOWER LEVELS 1&2
PW20190917985 | 17-SEP-19 | 752 |  | ELIZABETH | ST |  | ISSUED | 17-SEP-19 | SUNNY'S PLUMBING INC | WORK CATEGORY: 2PB; INSTALL NEW PLUMBING SYSTEM WITH FOUR FULL BATH ONE POWDER ROOM ONE KITCHEN AND LAUNDRY ROOM.
PP20190917477 | 17-SEP-19 | 400 |  | FRANCE | AV |  | ISSUED | 17-SEP-19 | D'EXPERT PLUMBER | KITCHEN REMODEL. SINK AND ICE MAKER
PW20190917951 | 17-SEP-19 | 4 |  | EMBARCADERO CENTER | * |  | ISSUED | 17-SEP-19 | CITY PREFERRED PLUMBING INC | WORK CATEGORY: 5P; 4 EMBARCADERO SUITE 3740. INSTALL ALL ASSOCIATED PLUMBING FOR 1 NEW KITCHEN PANTRY SINK/(1) PRESSURE REDUCING STATION/(1) ICE MAKER WATER BOX/(1) INDIRECT DRAIN. INSTALL NEW SINK FAUCET GARBAGE DISPOSAL FRIDGE DISHWASHER ANGLE STOPS P-TRAP HANDICAP WRAP AND LEAK DETECTION
PP20190917474 | 17-SEP-19 | 3214 |  | BALBOA | ST |  | ISSUED | 17-SEP-19 | ALLIED TEAMWORK CONSTRUCTION CO | ADD SHOWER TO (E) 1/2 BATHROOM REMODEL (E) KITCHEN IN NEW LEGAL ADU. INCLUDING 1 SHOWER PAN.
PW20190917935 | 17-SEP-19 | 1 |  | MARKET | ST |  | ISSUED | 17-SEP-19 | ANDERSON ROWE & BUCKLEY INC. | WORK CATEGORY: 5P; INSTALLATION OF NEW WASTE AND VENT RISER FROM BASEMENT LEVEL UP AND VENT THROUGH ROOF. AR&B JOB # 19-191
PW20190917971 | 17-SEP-19 | 1601 |  | 03RD | ST |  | ISSUED | 17-SEP-19 | KMC DESIGN GROUP | WORK CATEGORY: 5P; FUTURE RESTAURANT INFRASTRUCTURE SINKS GREASE TRAPS AND 2-UNI SEX RESTROOMS LOCATED IN SPACES 14-19. KMC #19150
PP20190917456 | 17-SEP-19 | 715 |  | SARGENT | ST |  | ISSUED | 17-SEP-19 | SPOTLIGHT CONSTRUCTION GROUPS INC | RELOCATE WATER HEATER. ADD LAUNDRY ADD NEW SHOWER PAN AT EXISTING BATHROOM. NEW KITCHEN
PP20190917473 | 17-SEP-19 | 1230 |  | MONTEREY | BL |  | ISSUED | 17-SEP-19 | BRIGHTER BAY BUILDERS INC | SHOWER PAN
PM20190917475 | 17-SEP-19 | 408 |  | RIVERA | ST |  | COMPLETE | 24-SEP-19 | ZH MECHANICAL INC | REPLACE OLD FURNACE TO INSTALL NEW FURNACE
PP20190917462 | 17-SEP-19 | 1333 |  | LYON | ST |  | COMPLETE | 01-OCT-19 | RENSTROM PLMBG & HEATING | NEW SEWER MAIN & HOUSE TRAP.
PW20190917940 | 17-SEP-19 | 2248 |  | 19TH | ST |  | ISSUED | 17-SEP-19 | AFFORDABLE WATER HEATERS AND PLUMBING IN | WORK CATEGORY: 1P; REPLACE WATER HEATER SAME LOCATION
PMW20190918999 | 18-SEP-19 | 2440 |  | SCOTT | ST | 0 | ISSUED | 18-SEP-19 | MILANO MECHANICAL INC | WORK CATEGORY: 1M; PROVIDE AND INSTALL 1 - MITSUBISHI 2.5 TON CONDENSING UNIT ON ROOF WITH 2 - 9 000 BTU HIGH WALL UNITS. 1 - 12 000 BTU HIGH WALL UNIT.
PP20190918524 | 18-SEP-19 | 619 |  | 29TH | ST |  | ISSUED | 18-SEP-19 | BUILDING LAB | MASTER BATH REMODEL
PP20190918500 | 18-SEP-19 | 2275 |  | BROADWAY | * | 207 | ISSUED | 18-SEP-19 | B-SIDE INC. | #207: PROVIDE PLUMBING FOR KITCHEN UPGRADE WASHER & DRYER.
PP20190918527 | 18-SEP-19 | 3442 |  | 21ST | ST |  | ISSUED | 18-SEP-19 | CARY WING PLUMBING & FIRE PROTECTION INC | RENEW PLUMBING PERMIT PW20180625685 TO COMPLETE REMAINING SCOPE OF WORK. "BATHROOMS KITCHEN LAUNDRY PUMPS SHOWER PAN"
PW20190918990 | 18-SEP-19 | 600 |  | MONTGOMERY | ST |  | COMPLETE | 27-SEP-19 | AYOOB & PEERY PLUMBING | WORK CATEGORY: 4PB; 3RD FLOOR: ADD (0) RELOCATE (6) AND PLUG (0) SPRINKLERS TO CONFORM WITH THE NEW WALL/CEILING LAYOUT OF THE TENANT IMPROVEMENT. REF#: 2019-0912-1520. JOB#: 19-635
PW20190918030 | 18-SEP-19 | 1994 |  | 36TH | AV |  | ISSUED | 18-SEP-19 | ROTO-ROOTER SEWERS | WORK CATEGORY: 1P; REPLACING SEWER LINE FROM GARAGE TO HOUSETRAP
PMW20190918036 | 18-SEP-19 | 1220 |  | PAGE | ST |  | COMPLETE | 20-SEP-19 | ANNUZZI'S HEATING & COOLING | WORK CATEGORY: 1M; REPLACED EXISTING FURNACE IN EXISTING LOCATION
PP20190918480 | 18-SEP-19 | 4740 |  | BALBOA | ST |  | ISSUED | 18-SEP-19 | PIEDMONT PLUMBING AND MECHANICAL | REPLACE FLUE FOR A BOILER INSTALLED
PW20190918025 | 18-SEP-19 | 10 |  | LINARES | AV |  | ISSUED | 18-SEP-19 | CARL BERGLUND PLUMBING | WORK CATEGORY: 2PA; PLUMBING FINAL OLD PERMIT EXPIRED
PW20190918992 | 18-SEP-19 | 600 |  | MONTGOMERY | ST |  | COMPLETE | 27-SEP-19 | AYOOB & PEERY PLUMBING | WORK CATEGORY: 4PB; 3RD FLOOR: ADD (0) RELOCATE (120) AND PLUG (2) SPRINKLERS TO CONFORM WITH THE NEW WALL/CEILING LAYOUT OF THE TENANT IMPROVEMENT. REF#: 2019-0220-3401 JOB#: 19-635
PW20190918993 | 18-SEP-19 | 332 |  | PINE | ST | 0 | ISSUED | 18-SEP-19 | DANIEL LARRATT PLUMBING INC | WORK CATEGORY: 5P; REMOVE AND REPLACE EXISTING BREAK ROOM SINK REMOVE AND REPLACE EXISTING 40 GALLON WATER HEATER REMOVE AND REINSTALL (3) WATER CLOSETS (3) LAVYS (1) URINAL.
PP20190918522 | 18-SEP-19 | 1016 |  | DE HARO | ST |  | ISSUED | 18-SEP-19 | JUAN JOSE ARTEAGA | SUB DRAINS UNDERGROUND
PP20190918521 | 18-SEP-19 | 831 |  | BRUSSELS | ST |  | ISSUED | 18-SEP-19 | HING WAH CONSTRUCTION INC | REMODEL (E) BATHROOM & KITCHEN. ADD NEW FULL BATHROOM. 2 SHWOER PANS
PW20190918996 | 18-SEP-19 | 250 |  | HOWARD | ST |  | ISSUED | 18-SEP-19 | J. W. MCCLENAHAN CO. (MCCLENAHAN J W CO) | WORK CATEGORY: 5P; LEVEL 26 PLUMBING FOR KITCHEN FIXTURES FOR RESTROOM JANITOR'S CLOSET DCW HW GW GAS AND SWV PIPING.
PP20190918487 | 18-SEP-19 | 320 |  | SEACLIFF | AV |  | ISSUED | 18-SEP-19 | MURREN PLUMBING | AMEND PW20190515063. INSTALL NEW RADIANT HEAT ON FIRST FLOOR. INSTALL OF A NEW BOILER IN GROUND FLOOR
PW20190918003 | 18-SEP-19 | 117 |  | MEADOWBROOK | DR |  | CANCELED | 27-SEP-19 | GAGNE BROS. DBA BENJAMIN FRANKLIN PLUMBI | WORK CATEGORY: 1P; TRENCHLESS SEWER REPLACEMENT FROM HOUSE TRAP TO INFRONT OF GARAGE.
PP20190918515 | 18-SEP-19 | 1321 |  | DE HARO | ST |  | ISSUED | 18-SEP-19 | NORTH STAR PLUMBING & FIRE PROTECTION | 2 NEW KITCHENS 5 NEW BATHROOMS 3 SHOWER PANS STREET TO HOUSE UNDERGROUND WATER PIPE AND SEWER LINE INSTALL.
PP20190918488 | 18-SEP-19 | 1411 |  | MARKET | ST |  | ISSUED | 18-SEP-19 | FEATHER RIVER BUILDERS | AMEND PP20190719695 TO INCLUDE: 2 RESTROOMS 5 TOTAL SHOWERS 1 DRINKING FOUNTAIN 1 WATER HEATER 2 CONDENSATE LINES ON 1ST FL
PW20190918015 | 18-SEP-19 | 645 |  | 27TH | ST |  | COMPLETE | 01-OCT-19 | ARB INC | WORK CATEGORY: 1P; GAS HOUSELINE EXT
PW20190918995 | 18-SEP-19 | 935 |  | DIAMOND | ST |  | COMPLETE | 25-SEP-19 | LOUGHRAN CONSTRUCTION INC. | WORK CATEGORY: 11P; FINAL INSPECTION FOR RESIDENTIAL REMODEL TO INCLUDE FLOORS 2 AND 3 ONLY
PW20190918014 | 18-SEP-19 | 2320 |  | UNION | ST |  | COMPLETE | 23-SEP-19 | TWO GUYS PLUMBING INC DBA CABRILLO PLUM | WORK CATEGORY: 1P; 2 CABRILLO INSTALLED 2 40 GALLON WATER HEATERS
PP20190918514 | 18-SEP-19 | 1025 |  | SOUTH VAN NESS | AV |  | ISSUED | 18-SEP-19 | NORTH STAR PLUMBING & FIRE PROTECTION | UNITS 102 202 302. RELOCATE SPRINKLER PIPE TO ANOTHER WALL
PP20190918497 | 18-SEP-19 | 3264 |  | MISSION | ST | 3270 | ISSUED | 18-SEP-19 | B-SIDE INC. | #3270: UPGRADE (E) WASHER & DRYER.
PW20190918031 | 18-SEP-19 | 1765 |  | 17TH | AV |  | ISSUED | 18-SEP-19 | ARB INC | WORK CATEGORY: 1P; GAS HOUSELINE EXT
PP20190918503 | 18-SEP-19 | 2010 | 2012 | FILBERT | ST | 0 | ISSUED | 18-SEP-19 | A BARRIOS GENERAL BUILDING CONTRCTOR PAI | ADD NEW BATHROOM IN 3RD FLOOR. REMODEL 1 EXISTING BATHROOM. REMODEL KITCHEN.
PP20190918508 | 18-SEP-19 | 72 |  | GOUGH | ST |  | ISSUED | 18-SEP-19 | NOMELLINI CONSTRUCTION * ASK FOR ID * | UNIT 3 - REMODEL KITCHEN AND BATH. MOVE WATER LINE AND CHANGE FIXTURES
PP20190918492 | 18-SEP-19 | 1506 |  | 07TH | AV |  | ISSUED | 18-SEP-19 | ALVARADO TILE STONE | 2 SHOWER PANS
PP20190918502 | 18-SEP-19 | 220 |  | MONTGOMERY | ST |  | COMPLETE | 02-OCT-19 | AYOOB & PEERY PLUMBING | PERMIT RENEWAL FOR PW20180131163; DOMESTIC WATER PIPING REPLACEMENT
PP20190918483 | 18-SEP-19 | 1800 |  | OWENS | ST |  | ISSUED | 18-SEP-19 | D P W INC. | AMEND PW20190326828. ADDITIONAL SCOPE: 3RD & 6TH FLR - ADD MOTHER'S ROOM
PP20190918507 | 18-SEP-19 | 3201 |  | OCTAVIA | ST |  | ISSUED | 18-SEP-19 | US CONSTRUCTION CALIFORNIA INC | APTS 102/202/302: EACH UNIT: REMODEL KTICHEN & BATHROOM. ADD BATHROOM ADD WASHER & DRYER. 1 SHOWER PAN IN EACH UNIT.
PW20190918039 | 18-SEP-19 | 1745 |  | BEACH | ST |  | ISSUED | 18-SEP-19 | PROMPT PLUMBING SERVICES | WORK CATEGORY: 2PA; REPIPED KITCHEN AND BATHROOM
PW20190918018 | 18-SEP-19 | 615 |  | 27TH | ST |  | COMPLETE | 26-SEP-19 | ARB INC | WORK CATEGORY: 1P; GAS HOUSELINE EXT
PW20190918997 | 18-SEP-19 | 250 |  | HOWARD | ST |  | ISSUED | 18-SEP-19 | J. W. MCCLENAHAN CO. (MCCLENAHAN J W CO) | WORK CATEGORY: 5P; LEVEL 27 PLUMBING FOR FIXTURES IN RESTROOMS JANITOR'S CLOSET DCW HW HWR AND SWV PIPING
PW20190918023 | 18-SEP-19 | 635 |  | 27TH | ST |  | COMPLETE | 26-SEP-19 | ARB INC | WORK CATEGORY: 1P; GAS HOUSELINE EXT
PW20190918028 | 18-SEP-19 | 651 |  | 27TH | ST |  | ISSUED | 18-SEP-19 | ARB INC | WORK CATEGORY: 1P; GAS HOUSELINE EXT
PP20190918493 | 18-SEP-19 | 637 |  | LONDON | ST |  | ISSUED | 18-SEP-19 | TAO'S CONSTRUCTION INC. | NEW WATER HEATER UNDERGROUND PLUMBING NEW LAUNDRY 1 KITCHEN 4 BATHS 4 SHOWER PANS.
PP20190918484 | 18-SEP-19 | 401 |  | HARRISON | ST | 42 | ISSUED | 18-SEP-19 | ALLIED FIRE PROTECTION | UNIT #42B: EXISTING FIRE SPRINKLER SYSTEM TI 8 RELOCATED 2 ADDED 1 CHANGED OUT 1 REMOVED AND PLUGGED.
PP20190918486 | 18-SEP-19 | 1491 |  | SUNNYDALE | AV |  | CANCELED | 30-SEP-19 | AZUL WORKS INC. | 15 LINEAR FEET OF 6" FIRE WATER
PW20190918989 | 18-SEP-19 | 1489 |  | 11TH | AV |  | ISSUED | 18-SEP-19 | STEVEN YEUNG INC DBA CHUNG WAH PLBG&FIRE | WORK CATEGORY: 2PB; ROUGH IN BATHROOM ON GROUND FLOOR
PP20190918513 | 18-SEP-19 | 1948 |  | PACIFIC | AV |  | ISSUED | 18-SEP-19 | MODERN ART CONSTRUCTION | 5 SHOWER PANS
PP20190918481 | 18-SEP-19 | 1800 |  | OWENS | ST |  | ISSUED | 18-SEP-19 | D P W INC. | AMEND PW20190326827. ADDITIONAL SCOPE: 6TH FLR - ADD MOTHERS ROOM
PW20190918012 | 18-SEP-19 | 578 |  | MARKET | ST |  | ISSUED | 18-SEP-19 | ECONOMY PLUMBING | WORK CATEGORY: 1P; INSTALLING 75 GALLON WATER HEATER AND BACKFLOW
PM20190918529 | 18-SEP-19 | 1945 |  | 23RD | AV |  | ISSUED | 18-SEP-19 | JIAN LOU CONSTRUCTION CO. | RENEW AND RELOCATE THE FURNACE IN THE GARAGE.
PMW20190918991 | 18-SEP-19 | 506 |  | FOERSTER | ST |  | COMPLETE | 24-SEP-19 | INNOVATIVE MECHANICAL INC | WORK CATEGORY: 1M; FURNACE REPLACEMENT - 60 000 BTU'S
PW20190918011 | 18-SEP-19 | 20 |  | ARDENWOOD | WY |  | COMPLETE | 19-SEP-19 | ARB INC | WORK CATEGORY: 1P; GAS HOUSELINE EXT
PW20190918010 | 18-SEP-19 | 540 |  | 28TH | AV |  | ISSUED | 18-SEP-19 | ARS INC. DBA RESCUE ROOTER | WORK CATEGORY: 1P; HOUSE TRAP REPLACEMENT.
PP20190918510 | 18-SEP-19 | 777 |  | TENNESSEE | ST |  | COMPLETE | 19-SEP-19 | R V STICH CONSTRUCTION INC. | INSTALL FIRE LATERAL FROM CURB TO BLDG 13 FT LONG
PP20190918505 | 18-SEP-19 | 1985 |  | FULTON | ST | 203 | ISSUED | 18-SEP-19 | US CONSTRUCTION CALIFORNIA INC | REMODEL KITCHEN & BATHROOM. ADD NEW BATHROOM. ADD WASHER/DRYER.
PM20190918526 | 18-SEP-19 | 738 |  | GATES | ST |  | ISSUED | 18-SEP-19 | HOMEOWNER'S PERMIT | REPLACE NEW FURNACE WITH NEW DUCTS.
PW20190918032 | 18-SEP-19 | 457 |  | OAK | ST | 1 | COMPLETE | 25-SEP-19 | ACE PLUMBING & ROOTER | WORK CATEGORY: 1P; SEWER REPAIR
PW20190918998 | 18-SEP-19 | 250 |  | HOWARD | ST |  | ISSUED | 18-SEP-19 | J. W. MCCLENAHAN CO. (MCCLENAHAN J W CO) | WORK CATEGORY: 5P; LEVEL 28 PLUMBING FOR KITCHEN RESTROOM AND JANITOR'S CLOSET FIXTURES DCW HW HWR SWV PIPING
PP20190918499 | 18-SEP-19 | 711 |  | CENTRAL | AV |  | ISSUED | 18-SEP-19 | FORNEY CONSTRUCTION | PLUMBING NEW UNIT FOR BATHROOM HALF BATH AND KITCHEN. WORK ALREADY DONE FOR FINAL INSPECTION.
PP20190918519 | 18-SEP-19 | 2230 |  | 41ST | AV |  | ISSUED | 18-SEP-19 | HAO QIANG CONSTRUCTION | NEW BATHROOM AND LAUNDR4Y ROOM ON G/F.
PP20190918482 | 18-SEP-19 | 1800 |  | OWENS | ST |  | ISSUED | 18-SEP-19 | D P W INC. | AMEND PW20190325804. ADDITIONAL SCOPE: LEVEL 2 - REPLACE FIXTURES IN 2 GENDER NEUTRAL RR'S
PW20190918004 | 18-SEP-19 | 1160 |  | BATTERY | ST | 0 | ISSUED | 18-SEP-19 | THE BACKFLOW PRO INC | WORK CATEGORY: 11P; REPLACE ONE (1) 2" SMR PVB S/N P514805 BACKFLOW ASSEMBLY WITH ONE (1) NEW 2" WILKINS 375XL RP ABOVE GRADE ON THE IRRIGATION WATER LINE INTERNAL. LOCATED AT 1160 BATTERY STREET (BLDG C) ON EMBARCADERO SIDE IN PLANTER.
PP20190918528 | 18-SEP-19 | 1945 |  | 23RD | AV |  | ISSUED | 18-SEP-19 | JIAN LOU CONSTRUCTION CO. | 2 NEW BATHROOM AT GROUND FLOOR.
PW20190918005 | 18-SEP-19 | 3823 |  | 25TH | ST |  | ISSUED | 18-SEP-19 | EXPERT PLUMBING SOLUTIONS | WORK CATEGORY: 1P; KITCHEN REMODEL
PP20190918485 | 18-SEP-19 | 2455 |  | VALLEJO | ST |  | ISSUED | 18-SEP-19 | LUPO DEVELOPMENT CONSTRUCTION | INSTALL WINE REFRIGERATOR WITH DUCTING AND CONDENSATION LINE
PW20190918037 | 18-SEP-19 | 37 |  | AZTEC | ST |  | ISSUED | 18-SEP-19 | STONECRAFT TILE COMPANY | WORK CATEGORY: 1P; ONE SHOWER PAN AT THE DOWNSTAIRS BATHROOM
PMW20190918007 | 18-SEP-19 | 290 |  | TURK | ST |  | ISSUED | 18-SEP-19 | TUCK AIRE HTG &AIR COND. CORPDBA ATLAS H | WORK CATEGORY: 5M; INSTALLATION OF YORK FURNACE 80 000 B.T.U.
PP20190918509 | 18-SEP-19 | 819 |  | 24TH | AV |  | ISSUED | 18-SEP-19 | GLC AND COMPANY | REMODEL/RELOCATE 2ND FL KITCHEN & POWDER ROOM. REMODEL 3RD FLR BATH AND ADD BATH. SHOWER PAN
PW20190918020 | 18-SEP-19 | 251 |  | ORIZABA | AV |  | ISSUED | 18-SEP-19 | F W H ACQUISITION CO LLC DBA FAST WATER | WORK CATEGORY: 1P; REMOVE/REPLACE GAS HOT WATER TANK
PM20190918490 | 18-SEP-19 | 1125 |  | REVERE | AV |  | ISSUED | 18-SEP-19 | THE FURNACE MAN | INSTALL DUCTLESS MINI SPLITS ONLY COOLING
PW20190918021 | 18-SEP-19 | 625 |  | 27TH | ST |  | COMPLETE | 26-SEP-19 | ARB INC | WORK CATEGORY: 1P; GAS HOUSELINE EXT
PP20190918520 | 18-SEP-19 | 1025 |  | STEINER | ST |  | COMPLETE | 30-SEP-19 | B-SIDE INC. | UNIT 6: UPGRADE (E) WASHER/DRYER
PW20190918009 | 18-SEP-19 | 100 |  | PINE | ST | 0 | ISSUED | 18-SEP-19 | K E P PLUMBING INC. | WORK CATEGORY: 5P; K E P #19-009 NEW TRENCH DRAINS AND AREA DRAINS IN EXISTING PLAZA. NEW BACK FLOW FOR NEW FOUNTAIN. NEW BACK FLOW FOR NEW IRRIGATION. NEW SAND TRAP FOR NEW PLANTER DRAINS.
PW20190918987 | 18-SEP-19 | 524 |  | POST | ST |  | ISSUED | 18-SEP-19 | PRIBUSS ENGINEERING INC | WORK CATEGORY: 5P; JC 4899 - FURNISH AND INSTALL (1) FLOOR SINK COMPLETE WITH TRAP PRIMER AND (2) BACKFLOW PREVENTERS. ROUGH-IN AND CONNECT OWNER-FURNISHED KITCHEN EQUIPMENT.
PP20190918491 | 18-SEP-19 | 213 |  | KING | ST |  | ISSUED | 18-SEP-19 | PAUL CAPRON CONTRACTING | T.I. OF (E) VACANT SPACE INTO LIMITED RESTAURANT - SANDWICH SHOP. NEW PLUMBING FOR RESTROOMS COUNTER TOPS AND NECESSARY SINKS AS PER PLANS AND CODE.
PW20190918986 | 18-SEP-19 | 350 |  | CALIFORNIA | ST | 0 | ISSUED | 18-SEP-19 | R L H FIRE PROTECTION INC | WORK CATEGORY: 4PB; RELOCATE 39 PENDENT ADD 3 PENDENT DELETE 8 PENDENT ADD 1 UPRIGHT RELOCATE 1 UPRIGHT AND DELETE 2 UPRIGHT SPRINKLERS.
PW20190918038 | 18-SEP-19 | 300 |  | 16TH | ST |  | ISSUED | 18-SEP-19 | PAN-PACIFIC MECHANICAL LLC | WORK CATEGORY: 5P; REMOVE 8 SUBMERSIBLE PUMPS AT WARRIORS ARENA. REPLACE WITH 8 NEW SUBMERSIBLE PUMPS
PP20190918494 | 18-SEP-19 | 831 |  | BRUSSELS | ST |  | FILED | 18-SEP-19 | HING WAH CONSTRUCTION INC | 1 KITCHEN & 2 BATHS. 2 SHOWER PANS. NO UNDERGROUND PLUMBING.
PW20190918034 | 18-SEP-19 | 1 |  | BUSH | ST |  | ISSUED | 18-SEP-19 | BAYLINE MECHANICAL INC | WORK CATEGORY: 5P; INSTALL ONE KITCHEN PANTRY SINK. ALL WORK IS ON THE 5TH FLOOR
PW20190918024 | 18-SEP-19 | 631 |  | 27TH | ST |  | COMPLETE | 01-OCT-19 | ARB INC | WORK CATEGORY: 1P; GAS HOUSELINE EXT
PP20190918506 | 18-SEP-19 | 4005 |  | CALIFORNIA | ST |  | ISSUED | 18-SEP-19 | SURE INC. | NEW PLUMBING FOR ADUS #13 #14 #15 #16. 4 KITCHENS 7 BATHROOMS W/ 3 SHOWER PANS PER DRAWING
PP20190918516 | 18-SEP-19 | 639 |  | ELIZABETH | ST |  | ISSUED | 18-SEP-19 | FREDERIC GRASSET DESIGN-BUILD | NEW POWDER ROOM
PP20190918501 | 18-SEP-19 | 901 |  | TARAVAL | ST |  | ISSUED | 18-SEP-19 | GOLDEN ONE CONSTRUCTION INC | 1 FLOOD SINK 1 HAND SANK 1 MOP SINK 1 PREP SINK
PP20190918523 | 18-SEP-19 | 2968 |  | 21ST | ST | 0 | ISSUED | 18-SEP-19 | GOLDEN STATE DEVELOPMENT INC | MOVE KITCHEN ADD BATHROOM. RENOVATE (E) BATHROOM SHOWER PAN
PW20190918029 | 18-SEP-19 | 655 |  | 27TH | ST |  | COMPLETE | 01-OCT-19 | ARB INC | WORK CATEGORY: 1P; GAS HOUSELINE EXT
PW20190918016 | 18-SEP-19 | 142 |  | ORD | ST |  | ISSUED | 18-SEP-19 | F W H ACQUISITION CO LLC DBA FAST WATER | WORK CATEGORY: 1P; REMOVE/REPLACE GAS HOT WATER TANK
PW20190918027 | 18-SEP-19 | 641 |  | 27TH | ST |  | COMPLETE | 01-OCT-19 | ARB INC | WORK CATEGORY: 1P; GAS HOUSELINE
PW20190918013 | 18-SEP-19 | 450 |  | PALMETTO | AV |  | COMPLETE | 24-SEP-19 | BAYWORKS PLUMBING | WORK CATEGORY: 1P; UPSIZE WATER SERVICE .
PW20190918033 | 18-SEP-19 | 1767 |  | 17TH | AV |  | COMPLETE | 24-SEP-19 | ARB INC | WORK CATEGORY: 1P; GAS HOUSELINE EXT
PW20190918040 | 18-SEP-19 | 2800 |  | OCEAN | AV |  | COMPLETE | 27-SEP-19 | TAVOR PLUMBING | WORK CATEGORY: 1P; REPLACE EXISTING 50 GALLONS WATER HEATER
PP20190918489 | 18-SEP-19 | 501 |  | 03RD | ST |  | ISSUED | 18-SEP-19 | NEW ERA PIPING INC | 3RD FLR - PLUMBING FOR 1 BREAK ROOM SINK AND 3 RESTROOMS
PP20190918512 | 18-SEP-19 | 50 |  | GOLDEN GATE | AV |  | ISSUED | 18-SEP-19 | NOMELLINI CONSTRUCTION * ASK FOR ID * | UNIT 300 - KITHCEN AND BATH REMODEL. MOVE WATER LINE. CHANGE FIXTURES
PP20190918525 | 18-SEP-19 | 738 |  | GATES | ST |  | ISSUED | 18-SEP-19 | HOMEOWNER'S PERMIT | REDO ALL COPPER PIPES AND SEWER LINES TO ACCOMODATE 3 BATHROOMS.
PP20190918511 | 18-SEP-19 | 46 |  | DIGBY | ST |  | ISSUED | 18-SEP-19 | AMPEX ENGINEERING & CO | INSTALLATION OF SHOWER PAN
PMW20190918994 | 18-SEP-19 | 680 |  | OAK | ST |  | ISSUED | 18-SEP-19 | OKELL'S FIREPLACE | WORK CATEGORY: 1M; INSTALL 1 DIRECT VENT GAS FIREPLACE PER MANUAL SPECS. GAS LINE BY OTHERS.
PP20190918498 | 18-SEP-19 | 2275 |  | BROADWAY | * | 622 | ISSUED | 18-SEP-19 | B-SIDE INC. | #622: PROVIDE PLUMBING FOR KITCHEN UPGRADE WASHER & DRYER.
PW20190918017 | 18-SEP-19 | 700 |  | STEINER | ST |  | ISSUED | 18-SEP-19 | O'CONNOR PLUMBING & FIRE PROTECTION | WORK CATEGORY: 2PA; UNIT 202 & 406REPLACE GALVANIZED PIPING.REPLACE SHOWER VALVES
PP20190918517 | 18-SEP-19 | 1426 |  | 14TH | AV |  | ISSUED | 18-SEP-19 | PALMERA CONSTRUCTION CO | RENEW EXPIRED PERMIT PP20180822196 FOR (2) SHOWER PAN INSPECTION PARTIAL INSPECTION FOR GARAGE AND FINAL INSPECTION.
PW20190918002 | 18-SEP-19 | 825 |  | 24TH | AV |  | COMPLETE | 25-SEP-19 | HEISE'S PLUMBING | WORK CATEGORY: 1P; REPLACE SEWER
PW20190918019 | 18-SEP-19 | 621 |  | 27TH | ST |  | COMPLETE | 26-SEP-19 | ARB INC | WORK CATEGORY: 1P; GAS HOUSELINE EXT
PP20190918504 | 18-SEP-19 | 1750 |  | CESAR CHAVEZ | ST |  | ISSUED | 18-SEP-19 | DAJANI CONSTRUCTION | 3 COMPARTMENT SINK 1 PREP SINK SAME FLOOR SINK.
PP20190918518 | 18-SEP-19 | 1220 |  | PAGE | ST |  | COMPLETE | 19-SEP-19 | BUCK CONSTRUCTION | (1) SHOWER PAN INSPECTION.
PW20190918022 | 18-SEP-19 | 638 |  | 27TH | ST |  | COMPLETE | 26-SEP-19 | ARB INC | WORK CATEGORY: 1P; GAS HOUSELINE EXT
PW20190918026 | 18-SEP-19 | 2656 |  | MCALLISTER | ST |  | ISSUED | 18-SEP-19 | O'CONNOR PLUMBING & FIRE PROTECTION | WORK CATEGORY: 4PA; PROVIDE FIRE SPRINKLER PROTECTION THROUGHOUT BUILDING AND NEW UNDERGROUND SERVICE PER NFPA #24
PP20190918495 | 18-SEP-19 | 504 |  | BROADWAY | * |  | ISSUED | 18-SEP-19 | GOLDEN ONE CONSTRUCTION INC | 3 HAND SINKS 1 DUMP SINK
PW20190918001 | 18-SEP-19 | 2646 |  | VALLEJO | ST |  | COMPLETE | 24-SEP-19 | PRIBUSS ENGINEERING INC | WORK CATEGORY: 11P; FA 12254 - DISCONNECT AND REMOVE FAILED 3/4 WATTS 009 RP BACKFLOW DEVICE (SERIAL # 50243). SUPPLY AND INSTALL NEW 3/4 FEBCO 825Y RP BACKFLOW DEVICE.
PMW20190918006 | 18-SEP-19 | 41 |  | KRONQUIST | CT |  | ISSUED | 18-SEP-19 | OKELL'S FIREPLACE | WORK CATEGORY: 1M; INSTALL 1 DIRECT VENT PER MANUAL SPECS. GAS LINE BY OTHERS.
PP20190918496 | 18-SEP-19 | 3783 |  | 20TH | ST | 15 | ISSUED | 18-SEP-19 | B-SIDE INC. | #15: UPGRADE (E) WASHER/DRYER.
PMW20190918008 | 18-SEP-19 | 20 |  | ASHBURY | TR |  | ISSUED | 18-SEP-19 | ASTORGA CONSTRUCTION INC | WORK CATEGORY: 1M; INSTALL A FURNACE
PW20190918988 | 18-SEP-19 | 539 |  | 02ND | AV |  | COMPLETE | 25-SEP-19 | BRIAN FUSCO PLUMBING | WORK CATEGORY: 1P; REMOVE GAS STOVE.
PW20190918035 | 18-SEP-19 | 1771 |  | 17TH | AV |  | ISSUED | 18-SEP-19 | ARB INC | WORK CATEGORY: 1P; GAS HOUSELINE EXT
PP20190919533 | 19-SEP-19 | 838 |  | PAGE | ST |  | COMPLETE | 23-SEP-19 | IRELAND TILE & STONE INC | 1 SHOWER PAN.
PP20190919555 | 19-SEP-19 | 267 |  | HERMANN | ST |  | ISSUED | 19-SEP-19 | GUARDIAN REMODELING CONSTRUCTION | ADD LIGHTWELL DRAIN AND LAUNDRY PLUMBING TO ORGINAL PERMIT PP20181121870 AND PAY FOR EXTRA INSPECTIONS
PW20190919051 | 19-SEP-19 | 100 |  | PINE | ST | 0 | ISSUED | 19-SEP-19 | PIONEER FIRE INC. | WORK CATEGORY: 4PB; PFI 19-388 -SUITE 2900
PMW20190919065 | 19-SEP-19 | 75 |  | FAIR OAKS | ST |  | ISSUED | 19-SEP-19 | SHANE O'MALLEY DBA GREENFLOW HVAC | WORK CATEGORY: 1M; INSTALL ONE (1) HIGH-EFF FURNACE AND DUCTING
PW20190919043 | 19-SEP-19 | 460 |  | MYRA | WY |  | COMPLETE | 24-SEP-19 | ARB INC | WORK CATEGORY: 1P; GAS HOUSELINE EXT
PW20190919059 | 19-SEP-19 | 449 |  | POWELL | ST | 0 | COMPLETE | 01-OCT-19 | PRIBUSS ENGINEERING INC | WORK CATEGORY: 11P; FA 12380 - SUPPLY AD INSTALL (2) 3/4" WILKINS REDUCED PRESSURE 975XL FOR COMMERCIAL DISHWASHER AND SODA DISPENSER(S). REARRANGE PIPING AS NEEDED TO COMPLETE INSTALL OF BOTH NEW BACKFLOW DEVICES.
PM20190919530 | 19-SEP-19 | 1592 |  | WASHINGTON | ST |  | COMPLETE | 19-SEP-19 | SCHMITT HEATING CO INC | ADMINISTRATIVE PERMIT TO MECHANICAL PERMIT PM20190916394: TO CORRECT ADDRESS FROM 1590 TO 1592 WASHINGTON.
PP20190919558 | 19-SEP-19 | 1216 |  | 38TH | AV |  | ISSUED | 19-SEP-19 | MAVEN MAINTENANCE INC | REMODEL KITCHEN & BATHROOM. NEW FIXTURES APPLIANCES AND GAS LINE IN KITCHEN.
PW20190919057 | 19-SEP-19 | 335 |  | ELIZABETH | ST | 0 | ISSUED | 19-SEP-19 | EXPERT ROOTER AND PLUMBING INC. | WORK CATEGORY: 1P; INSTALL GAS FOR FIREPLACE AND BARBECUE
PP20190919559 | 19-SEP-19 | 2245 |  | 15TH | ST |  | ISSUED | 20-SEP-19 | KASAS BUILDERS INC | BATHROOM REMODEL AND NEW LAUNDRY. RUN NEW PLUMBING FOR STACKABLE LAUNDRY. NEW SHOWER. ADJUST VANITY AND TOILET PLUMBING. SHOWER PAN
PW20190919053 | 19-SEP-19 | 549 |  | 47TH | AV |  | COMPLETE | 24-SEP-19 | SDP PLUMBING INC DBA MR. ROOTER PLUMBING | WORK CATEGORY: 2PB; HOUSE TRAP AND SEWER
PW20190919052 | 19-SEP-19 | 100 |  | PINE | ST | 0 | ISSUED | 19-SEP-19 | PIONEER FIRE INC. | WORK CATEGORY: 4PB; PFI 19-404 SUITE 3050
PW20190919041 | 19-SEP-19 | 245 |  | MARKET | ST |  | COMPLETE | 24-SEP-19 | E. MITCHELL INC. | WORK CATEGORY: 2PA; FINAL INSPECTION FOR RR PLUMBING
PW20190919050 | 19-SEP-19 | 1937 |  | FILBERT | ST | 1 | ISSUED | 19-SEP-19 | JOHN KEVIN SWINT PLUMBING COMPANY | WORK CATEGORY: 2PB; GAS LINE EXTENSION TO RELOCATED SPA HEATER LOCATION.
PW20190919055 | 19-SEP-19 | 900 |  | FILBERT | ST |  | COMPLETE | 30-SEP-19 | SDP PLUMBING INC DBA MR. ROOTER PLUMBING | WORK CATEGORY: 2PB; HOUSE TRAP
PP20190919540 | 19-SEP-19 | 226 | 226 | ROOSEVELT | WY |  | ISSUED | 19-SEP-19 | ROUNSAVILLE CONSTRUCTION | TWO SHOWER PANS.
PW20190919046 | 19-SEP-19 | 5 |  | MERCATO | CT |  | ISSUED | 19-SEP-19 | ARB INC | WORK CATEGORY: 1P; GAS HOUSELINE EXT
PMW20190919064 | 19-SEP-19 | 73 |  | FAIR OAKS | ST |  | ISSUED | 19-SEP-19 | SHANE O'MALLEY DBA GREENFLOW HVAC | WORK CATEGORY: 1M; INSTALL ONE (1) HIGH-EFFICIENCY FURNACE AND DUCTINGINSTALL ONE (1) FIREPLACEINSTALL ONE (1) FLUE FOR HOT WATER HEATER
PP20190919557 | 19-SEP-19 | 1509 |  | 10TH | AV |  | ISSUED | 19-SEP-19 | FLOW MASTERS PLUMBING INC | INSTALL 21 NEW FIRE SPRINKLERS ON 3RD AND 4TH FLOOR ALONG PATH OF EGRESS FOR SAME PER NFPA 13R RELOCATE 2 HEADS. INSTALL 2" DEDICATED FIRE SERVICE CONNECTION PER NFPA 24. 201908148794
PW20190919068 | 19-SEP-19 | 50 |  | BOWLING GREEN | DR |  | ISSUED | 19-SEP-19 | D & S LEONG ASSOCIATES | WORK CATEGORY: 2PB; PLUMBING WORK FOR TENNIS COURT OFFICE ADA TOILETS LAVATORY FLOOR DRAINS SINKS DRINKING FOUNTAIN AND WATER HEATER.
PMW20190919047 | 19-SEP-19 | 2147 |  | BEACH | ST |  | ISSUED | 19-SEP-19 | OKELL'S FIREPLACE | WORK CATEGORY: 1M; INSTALL 1 DIRECT VENT GAS FIREPLACE PER MANUAL SPECS. GAS LINE BY OTHERS.
PM20190919535 | 19-SEP-19 | 3844 | 3846 | FULTON | ST |  | ISSUED | 19-SEP-19 | BLAZE FIREPLACES OF NO CAL | INSTALLING TWO FIREPLACES
PMW20190919054 | 19-SEP-19 | 754 |  | FELL | ST |  | COMPLETE | 24-SEP-19 | ASSOCIATED HEATING OF SF | WORK CATEGORY: 1M; APARTMENT A ---NEW CENTRAL HEATING SYSTEM
PP20190919545 | 19-SEP-19 | 594 |  | 19TH | AV |  | ISSUED | 19-SEP-19 | NERLAND BUILDING AND RESTORATION | REMODEL KITCHEN ON MAIN LEVEL ADD BATH REMODEL BATH RELOCATE W/D ON UPPER LEVEL.
PW20190919042 | 19-SEP-19 | 435 |  | MYRA | WY |  | ISSUED | 19-SEP-19 | ARB INC | WORK CATEGORY: 1P; GAS HOUSELINE EXT
PP20190919560 | 19-SEP-19 | 1158 |  | SUTTER | ST | 8 | COMPLETE | 26-SEP-19 | REBORN BATH SOLUTIONS H.D. BATH SOLUTI | MASTER BATHROOM REMODEL. NEW SHOWER FIXTURES SHOWER PAN. NEW FIXTURES.
PP20190919546 | 19-SEP-19 | 734 |  | 27TH | AV |  | ISSUED | 19-SEP-19 | ALL BEST BUILDRS.INC./ALL TRUSTY BLDRS. | HORIZONTAL ADDITION @ REAR & 1-STORY VERTICAL ADDITION OVER (E) 2-STORY BLDG & REARRANGE KITCHEN & BATHROOM'S LOCATION. CONSTRUCT 3'-0" HEIGHT RETAINING WALL @ BACKYARD.
PW20190919048 | 19-SEP-19 | 444 |  | LARKIN | ST |  | ISSUED | 19-SEP-19 | C R REICHEL ENGINEERING | WORK CATEGORY: 8P; NEW DOMESTIC HOT WATER BOILER. OLD RAYPAK BOILER WITH SERIAL 9911164220 HAS BEEN REMOVED.
PW20190919062 | 19-SEP-19 | 3017 |  | FRANKLIN | ST |  | ISSUED | 19-SEP-19 | PRECISE PLUMBING | WORK CATEGORY: 2PA; REMODEL 2 FULL BATHROOMS REMODEL KITCHEN AND NEW LAUNDRY. NEW GAS LINE TO STOVE FURNACE FIREPLACE. NEW ROOF DRAIN.
PMW20190919067 | 19-SEP-19 | 331 |  | DAY | ST |  | ISSUED | 19-SEP-19 | ROCKLAND CONSTRUCTION GROUP INC | WORK CATEGORY: 2M ; THE TYPE OF WORK TO BE PERFORMED IS TO APPLIED TWO NEW FURNACES INSIDE THE HOUSE.
PM20190919554 | 19-SEP-19 | 2616 |  | 24TH | AV |  | ISSUED | 19-SEP-19 | ALEX BUILDER INC | TO COMPLETE WORK FOR PERMIT PM20180608181. NEW CONTRACTOR.
PP20190919556 | 19-SEP-19 | 1020 |  | POST | ST | 0 | ISSUED | 19-SEP-19 | B-SIDE INC. | REPLACE SINK AND FACUCET IN BATHROOM.
PP20190919561 | 19-SEP-19 | 738 |  | BRUSSELS | ST |  | ISSUED | 19-SEP-19 | SAFE STEP WALK-IN TUB COMPANY INC. | NEW WALKIN TUB INSTALLATOIN.
PM20190919549 | 19-SEP-19 | 811 |  | OAK | ST |  | ISSUED | 19-SEP-19 | CITY CONSTRUCTION GROUP | REPLACE EXISTING WALL GAS HEATER IN KIND
PW20190919066 | 19-SEP-19 | 2701 |  | VAN NESS | AV | 710 | ISSUED | 19-SEP-19 | WEST BAY PLUMBING | WORK CATEGORY: 2PA; REPLACE HALL BATHROOM FIXTURES. RELOCATE WASTE VENT GAS HOT AND COLD WATER PIPES FOR KITCHEN AND MASTER BATHROOM. SHOWER PAN.
PP20190919543 | 19-SEP-19 | 1100 |  | VAN NESS | AV |  | ISSUED | 19-SEP-19 | PAN-PACIFIC MECHANICAL LLC | LEVEL 2: REROUTE PLUMBING REMOVE AN REINSTALL SINKS & RESTROOMS IN TENANT IMPROVEMENT MEDICAL OFFICE SPACE. REF COMPLETE PEMRIT PP20180406340.
PMW20190919049 | 19-SEP-19 | 920 |  | WAWONA | ST |  | ISSUED | 19-SEP-19 | WARM SOLUTIONS / AMERICAN CHIMENY SVCS | WORK CATEGORY: 1M; TO INSTALL A DIRECT VENT GAS FIREPLACE
PP20190919531 | 19-SEP-19 | 1120 |  | DIAMOND | ST |  | ISSUED | 19-SEP-19 | CALIFORNIA BUILDERS & FOUNDATIONS | INSTALL NEW WATER LINE FOR NEW SHOWER. INSTALL NEW SHOWER PAN.
PM20190919547 | 19-SEP-19 | 734 |  | 27TH | AV |  | ISSUED | 19-SEP-19 | ALL BEST BUILDRS.INC./ALL TRUSTY BLDRS. | HORIZONTAL ADDITION @ REAR & 1-STORY VERTICAL ADDITION OVER (E) 2-STORY BLDG & REARRANGE KITCHEN & BATHROOM'S LOCATION. CONSTRUCT 3'-0" HEIGHT RETAINING WALL @ BACKYARD.
PP20190919552 | 19-SEP-19 | 1620 |  | BROADWAY | * |  | COMPLETE | 27-SEP-19 | DISCOUNT PLUMBING CO | REPLACE APPROX 30 FT OF SEWER LINE FROM STRUCTURE TO SIDEWALK CURB.
PW20190919061 | 19-SEP-19 | 62 |  | JORDAN | AV |  | ISSUED | 19-SEP-19 | ROS PLUMBING | WORK CATEGORY: 1P; INSTALL RADIANT HEAT SYSTEM INSTALL PEX FLUE BOILER WITH STORAGE TANK
PP20190919562 | 19-SEP-19 | 483 |  | 23RD | AV |  | ISSUED | 19-SEP-19 | SAFE STEP WALK-IN TUB COMPANY INC. | REMOVE EXISTING TUB. REPLACE W/ WALK IN JET TUB
PP20190919539 | 19-SEP-19 | 196 |  | PUTNAM | ST |  | ISSUED | 19-SEP-19 | OCEAN BLUE PLUMBING | INSTALL NEW PLUMBING FOR TWO FULL BATHONE HALF BATH ONE KITCHEN WASHER HOOKUP NEW GAS LINES AND WATER HEATER.
PP20190919541 | 19-SEP-19 | 520 |  | SHRADER | ST | 0 | ISSUED | 19-SEP-19 | PING'S PLUMBING INC. | REPAIR 4 UNITS KITCHEN SINKS.
PP20190919536 | 19-SEP-19 | 695 |  | ARKANSAS | ST | 0 | COMPLETE | 25-SEP-19 | ROCK AND ROSE LANDSCAPING & BIRKMYER | INSTALL 2 RP DEVICES FOR LANDSCAPE IRRIGATION TO FRONT AND REAR YARD
PW20190919063 | 19-SEP-19 | 3442 |  | 21ST | ST |  | ISSUED | 19-SEP-19 | ROS PLUMBING | WORK CATEGORY: 1P; INSTALL NEW RADANT HEAT SYSTEM INSTALL TWO BOILERS +STORAGE TANKS INSTALL PEX INSTALL FLUE TO FLOOR
PW20190919058 | 19-SEP-19 | 20 |  | RAYCLIFF | TR |  | ISSUED | 19-SEP-19 | CITY FRONT PLUMBING INC | WORK CATEGORY: 2PB; NEW SANITARY WASTE AND VENT SYSTEM DOMESTIC HOT WATER SYSTEM DOMESTIC COLD WATER SYSTEM GAS SYSTEM RAINWATER SYSTEM BASEMENT MUD ROOM BATH B.1 BATH B.2 POWDER B.3 LAUNDRY ROOM MECHANICAL ROOM FIRST FLOOR KITCHEN POWDER MASTER BATH BATH 2.1 BATH 2.2
PP20190919548 | 19-SEP-19 | 1491 |  | SUNNYDALE | AV |  | ISSUED | 19-SEP-19 | R L H FIRE PROTECTION INC | AMEND PP20190918486 C/N PER PID. [15 LINEAR FEET OF 6" FIRE WATER]
PP20190919534 | 19-SEP-19 | 2446 |  | 20TH | AV |  | ISSUED | 19-SEP-19 | IRELAND TILE & STONE INC | 1 SHOWER PAN.
PP20190919538 | 19-SEP-19 | 2229 |  | 28TH | AV |  | ISSUED | 19-SEP-19 | C & H HOME CONSTRUCTION | REMODEL KITCHEN & BATHROOM ON 2/F WITH SOME UNDERGROUND WORK.
PP20190919544 | 19-SEP-19 | 1882 |  | FILBERT | ST |  | ISSUED | 19-SEP-19 | ADEMO CONSTRUCTION | REMODEL KITCHEN IN KIND. NEW PLUMBING AND PLUMBING FIXTURES AS NEEDED.
PP20190919537 | 19-SEP-19 | 2721 |  | BUSH | ST |  | ISSUED | 19-SEP-19 | TERENCE MCMAHON CONSTRUCTION | NEW PLUMBING AND PLUMBING FIXTURES AS NEEDED FOR KITCHEN AND BATHROOM LAYOUT CHANGE. SHOWER PAN.
PW20190919045 | 19-SEP-19 | 2 |  | MALTA | DR |  | ISSUED | 19-SEP-19 | ARB INC | WORK CATEGORY: 1P; GAS HOUSELINE EXT
PP20190919550 | 19-SEP-19 | 95 |  | CERRITOS | AV |  | ISSUED | 19-SEP-19 | BALLA CONSTRUCTION AND DESIGN | KITCHEN AND BATH REMODELING ON 2ND LEVEL. LAUNDRY RECONFIGURATION ON 1ST FLOOR. TRENCH DRAIN AROUND N SIDE FOUNDATION FOOTING. SHOWER PAN
PM20190919542 | 19-SEP-19 | 226 | 226 | ROOSEVELT | WY |  | ISSUED | 19-SEP-19 | ROUNSAVILLE CONSTRUCTION | INSTALL 2 NEW FURNACE AND DUCTS.
PP20190919551 | 19-SEP-19 | 779 |  | LA PLAYA | * | 3 | COMPLETE | 25-SEP-19 | CHOSEN ROOTER & PLUMBING | BATHROOM COPPER WATER LINE
PP20190919553 | 19-SEP-19 | 2616 |  | 24TH | AV |  | ISSUED | 19-SEP-19 | ALEX BUILDER INC | TO COMPLETE PLUMBING WORK STARTED ON PERMIT PP20180608180
PW20190919056 | 19-SEP-19 | 225 |  | CLEMENT | ST |  | COMPLETE | 25-SEP-19 | RENSTROM PLMBG & HEATING | WORK CATEGORY: 1P; RESTAURANT REMODEL FINAL INSPECTION
PW20190919060 | 19-SEP-19 | 249 |  | PAGE | ST |  | ISSUED | 19-SEP-19 | PARKS PLUMBING INC | WORK CATEGORY: 1P; RUNNING GAS LINE TO BACKYARD HOT TUB HEATER
PP20190919532 | 19-SEP-19 | 55 |  | 04TH | ST |  | COMPLETE | 30-SEP-19 | AAA PLUMBING | BACKFLOW VALVE REPLACE
PW20190919044 | 19-SEP-19 | 457 |  | MYRA | WY |  | ISSUED | 19-SEP-19 | ARB INC | WORK CATEGORY: 1P; GAS HOUSELINE EXT
PMW20190920085 | 20-SEP-19 | 95 |  | VENTURA | AV |  | ISSUED | 20-SEP-19 | PENINSULA HEATING | WORK CATEGORY: 1M; REPLACE EXISTING HEATER DUCT WORK AND FLUE.
PP20190920576 | 20-SEP-19 | 403 |  | MAIN | ST | 119 | ISSUED | 20-SEP-19 | HARGENS INC. | UNIT 119: FIX ANGLE STOP IN KITCHEN
PP20190920571 | 20-SEP-19 | 935 |  | NORTH POINT | ST |  | COMPLETE | 27-SEP-19 | RICO'S GENERAL CONSTRUCTION | ADD GAS LINE AND VALVE FOR NEW FIREPLACE. MECHANICAL PERMIT BY OTHERS.
PP20190920575 | 20-SEP-19 | 2539 |  | LOMBARD | ST |  | ISSUED | 20-SEP-19 | S L M DEVELOPMENT INC. | CONVERT PARKING TO 1 UNIT. INSTALLING 1 BATH AND 1 KITCHEN
PP20190920569 | 20-SEP-19 | 548 |  | PENNSYLVANIA | AV |  | ISSUED | 20-SEP-19 | IN & OUT DRAIN CLEANING INC. | REPLACING GAS LINE
PM20190920594 | 20-SEP-19 | 662 |  | MONTEREY | BL |  | ISSUED | 20-SEP-19 | LUO'S CONSTRUCTION COMPANY **CHECK ID*** | RELOCATE FURNACE.
PM20190920586 | 20-SEP-19 | 166 |  | EWING | TR |  | ISSUED | 20-SEP-19 | A R S AMERICAN RESIDENTIAL SERVICES OF C | AC ADD ON TO THE BACK YARD
PP20190920592 | 20-SEP-19 | 2936 |  | GRIFFITH | ST |  | ISSUED | 23-SEP-19 | TODD ZAIONZ CONSTRUCTION | REPAIR/REPAIR TUB RETURN AND DRAIN PLUMBING IN BATHROOM
PW20190920078 | 20-SEP-19 | 925 |  | BUSH | ST |  | COMPLETE | 01-OCT-19 | GOLDEN RULE PLUMBING | WORK CATEGORY: 11P; BACKF-LOW PREVENTER REMOVAL SERIAL #255546
PM20190920579 | 20-SEP-19 | 1231 |  | FULTON | ST | 0 | ISSUED | 20-SEP-19 | C T CONSTRUCTION & PLUMB | INSTALL TWO FURNACE AND GAS PIPE.
PP20190920565 | 20-SEP-19 | 44 |  | MONTGOMERY | ST |  | ISSUED | 20-SEP-19 | GOLDEN GATE FIRE PROTECTION INC | 24TH FLOOR: TI. RELOCATE 80 PENDENTS UPGRADE END OF THE LINE BRACING
PW20190920092 | 20-SEP-19 | 239 |  | BRIDGEVIEW | DR |  | ISSUED | 20-SEP-19 | HARRIS WATER HEATERS | WORK CATEGORY: 1P; INSTALL 40 GALLON WATER HEATER LIKE FOR LIKE.
PP20190920583 | 20-SEP-19 | 150 |  | SANTA ANA | AV |  | COMPLETE | 25-SEP-19 | ONE SOURCE PLUMBING AND ROOTER | SEWER HOUSE TRAP AND LATERAL
PW20190920086 | 20-SEP-19 | 1 |  | DE HARO | ST |  | ISSUED | 20-SEP-19 | PAN-PACIFIC MECHANICAL LLC | WORK CATEGORY: 5P; NEW PLUMBING AT 4 STORY MIXED USE COMMERCIAL BUILDING
PP20190920597 | 20-SEP-19 | 1330 |  | STEVENSON | ST | 203 | ISSUED | 20-SEP-19 | SKYLIGHT TOOLS INC | BATHROOM REMODEL LIKE FOR LIKE REPLACEMENT OF TOILET AND SHOWER/TUB COMBO IN EXISTING FOOTPRINT
PW20190920094 | 20-SEP-19 | 422 |  | WAWONA | ST |  | ISSUED | 20-SEP-19 | 24/7 ROOTER AND PLUMBING SERVICES INC | WORK CATEGORY: 1P; REPLACE APPROX 25 FEET OF SEWER LINE FROM HOUSE TRAP GOING BACK
PP20190920570 | 20-SEP-19 | 3620 |  | CESAR CHAVEZ | ST |  | ISSUED | 20-SEP-19 | GOLDEN STATE TILE & STONE INC. | 8 SHOWER PANS
PM20190920587 | 20-SEP-19 | 180 |  | RUTLEDGE | ST |  | ISSUED | 20-SEP-19 | A R S AMERICAN RESIDENTIAL SERVICES OF C | GAS FURNACE CHANGE OUT. LIKE FOR LIKE IN CLOSET
PMW20190920084 | 20-SEP-19 | 2682 |  | LOMBARD | ST |  | ISSUED | 20-SEP-19 | ASSOCIATED HEATING OF SF | WORK CATEGORY: 2M ; REPLACEMENT OF 2 FURNACES IN GARAGE.2680 LOMBARD & 2682 LOMBARD ST.
PP20190920563 | 20-SEP-19 | 241 |  | CHESTNUT | ST | 0 | ISSUED | 20-SEP-19 | ROJAS PLUMBING COMPANY | REMODEL 2 BATHROOMS. 2 NEW SINKS TWO NEW WALL HUNG TOILETS AND 2 STANDING SHOWERS W/ NEW VALVES.
PP20190920567 | 20-SEP-19 | 1357 | 1359 | MASONIC | AV |  | ISSUED | 20-SEP-19 | BMS CAT | KITCHEN REMODEL: DETACH AND RESET DISHWASHER SINK FAUCETS
PMW20190920088 | 20-SEP-19 | 2698 |  | TURK | BL |  | ISSUED | 20-SEP-19 | PAN-PACIFIC MECHANICAL LLC | WORK CATEGORY: 5M; NEW MECHANCIAL FOR WEST BUILDING. HEATING AND VENTILATION RADIANT HEAT
PW20190920095 | 20-SEP-19 | 101 |  | HOWARD | ST |  | COMPLETE | 02-OCT-19 | BACKFLOW PREVENTION SPECIALISTS INC | WORK CATEGORY: 11P; REPLACE ONE (1) 1" FEBCO 825Y SN# AB4968 ON THE BOILER MAKE UP WATER SERVICE LOCATED IN THE UPPER ROOF MECHANICAL ROOM WITH ONE (1) 1" WILKINS 375XLB
PP20190920593 | 20-SEP-19 | 662 |  | MONTEREY | BL |  | ISSUED | 20-SEP-19 | LUO'S CONSTRUCTION COMPANY **CHECK ID*** | RELOCATE A FULL BATH & KITCHEN ON 2ND FL. ADD 2 FULL BATHROOMS AT THE HOUSE. RELOCATE LAUNDRY ROOM. REPLACE MAIN WATER LINE TO 1".
PMW20190920087 | 20-SEP-19 | 2698 |  | TURK | BL |  | ISSUED | 20-SEP-19 | PAN-PACIFIC MECHANICAL LLC | THIS PAYS FOR INSPECTIONS RELATED TO ORIGINAL PERMIT # PW20190920086 FILED 9/20/2019. DOW: WORK CATEGORY: 5M; NEW MECHANCIAL FOR EAST BUILDING. HEATING AND VENTILATION RADIANT HEAT
PM20190920588 | 20-SEP-19 | 1224 |  | WISCONSIN | ST |  | ISSUED | 20-SEP-19 | ACW MECHANICAL OF NO CA/CONTRA COSTA HEA | REPLACEING WITH AN 80% AFUE LENNOX FURNACE 66 000 BTU 3 TON UNIT IN ATTIC
PW20190920080 | 20-SEP-19 | 201 |  | FRANKLIN | ST |  | COMPLETE | 01-OCT-19 | PRIBUSS ENGINEERING INC | WORK CATEGORY: 11P; FA 12214 - REPLACE LEAKING WATTS 1" LF009M2QT REDUCED PRESSURE BACKFLOW SERIAL # 174140 WITH NEW WATTS 1" LF009M2QT SERIAL # 005620.
PP20190920564 | 20-SEP-19 | 307 |  | 21ST | AV |  | ISSUED | 20-SEP-19 | WARD-TEK INC. | FIRE DAMAGE REPAIRT INCLUDING 3 (E) BATHROOMS ADD 1 BATHROOM
PW20190920076 | 20-SEP-19 | 809 |  | MONTGOMERY | ST |  | ISSUED | 20-SEP-19 | E M S PLUMBING | WORK CATEGORY: 5P; NEW UNDERGROUND PLUMBING TO CURB FOR: 2-TOILETS 2-LAVYS 4-FLOOR DRAINS 2-PANTRY SINKS 1-FLOOR SINK 2-NEW HOUSE TRAPS; 1-SANITARY 1-RAINWATER. INSTALL BACK WATER VALVE FOR WASTE FROM FIXTURES BELOW HOUSE TRAP VENT SEPARATE FUTURE WASTE & RAIN WATER STUB-UPS.
PP20190920585 | 20-SEP-19 | 626 |  | MISSION BAY BLVD NORTH | BL |  | ISSUED | 20-SEP-19 | NOR-CAL GREASE AND CONSTRUCTION SERVICES | BATHROOM LAVY TOILET MOP SINK HANDSINK
PW20190920096 | 20-SEP-19 | 345 |  | STOCKTON | ST | 0 | ISSUED | 20-SEP-19 | ACCO ENGINEERED SYSTEMS INC. | WORK CATEGORY: 2PA; VERIFY TWO BACKFLOW ASSEMBLIES INSTALLED IN THE MECHANICAL ROOM SERIAL #065359 & SERIAL #507002
PW20190920089 | 20-SEP-19 | 30 |  | OTIS | ST |  | ISSUED | 20-SEP-19 | PRIBUSS ENGINEERING INC | WORK CATEGORY: 3PC; JC 4689-94 - RESIDENTIAL PLUMBING WITH TENANT IMPROVEMENT FUTURES. DOG WASHING TUBS AND BALLET STUDIO RESTROOMS/SHOWERS. COMMUNAL LAUNDRY ROOM. PROVISIONS FOR SWIMMING POOL. DOMESTIC COLD HOT HOT WATER RETURNS SYSTEMS. RELAMIN WATER SYSTEM. DOMESTIC WATER HEATERS AND MECHANICAL BOILER INSALLATIONS. NATURAL GAS INSTALLATON. DIESEL FUEL CONVEYANCE SYSTEM INSTALLATION. SANITARY SEWER GRAY WATER STORM WATER HARVESTING SYSTEMS. WATER RECYCLE TREATMENT CENTER. INSTALLATION OF MULTIPLE PRESSURE REDUCING VALVE AND REDUCED PRESSURE BACKFLOW PREVENTORS. CONDENSATE COLLECTION. SEWER AND STORM PUMPED EJECTOR SYSTEMS. DOM CW AND RECLAIM WATER BOOSTER PUMPS.
PW20190920075 | 20-SEP-19 | 57 |  | SHAWNEE | AV |  | ISSUED | 20-SEP-19 | AFFORDABLE WATER HEATERS AND PLUMBING IN | WORK CATEGORY: 1P; REPLACE WATER HEATER SAME LOCATION
PW20190920091 | 20-SEP-19 | 225 |  | BUSH | ST |  | ISSUED | 20-SEP-19 | PRIBUSS ENGINEERING INC | WORK CATEGORY: 5P; JC4872 - 17TH FLOOR - REMOV EXISTING BREAK ROOM SINK AND INSTALL NEW WITH INSTA HOT WATER FILTER FLOOR SINK CHRONOMITE ICE MAKER SUPPLIES. CONNECT OWNER SUPPLIED WATER DISPENSER AND COFFEE MAKER.
PP20190920591 | 20-SEP-19 | 1202 |  | UNION | ST |  | ISSUED | 20-SEP-19 | H T CONTRACTORS INC | ADD 2 NEW FULL BATHS.
PW20190920074 | 20-SEP-19 | 101 |  | CRESTMONT | DR |  | COMPLETE | 27-SEP-19 | FEERICK PLUMBING | WORK CATEGORY: 1P; SEWER TRAP REPLACEMENT - REPLACE SEWER HOUSE TRAP WITH CAST IRON
PW20190920083 | 20-SEP-19 | 309 |  | JUDAH | ST |  | COMPLETE | 27-SEP-19 | SDP PLUMBING INC DBA MR. ROOTER PLUMBING | WORK CATEGORY: 1P; REPAIR GAS LEAK
PW20190920072 | 20-SEP-19 | 501 |  | 02ND | ST |  | COMPLETE | 26-SEP-19 | BAYLINE MECHANICAL INC | WORK CATEGORY: 5P; INSTALL ONE NEW KITCHEN PANTRY SINK IN EXISTING PANTRY LOCATION. ALL WORK IS ON THE 2ND FLOOR.
PW20190920090 | 20-SEP-19 | 635 |  | SACRAMENTO | ST |  | ISSUED | 20-SEP-19 | PRIBUSS ENGINEERING INC | WORK CATEGORY: 5P; JC 4881 - 1ST FLOOR - ROUGH IN AND INSTALL ADA COMPLIANT SINK WITH INSTA HOT CHILLER WATER FILTER TANKLESS WATER HEATER AND LEAK DETECTION. CONNECT OWNER SUPPLIED COFFEE MAKER.
PP20190920568 | 20-SEP-19 | 900 |  | CHESTNUT | ST |  | ISSUED | 20-SEP-19 | CASMAN CONSTRUCTION INC | UNIT 202 - RELOCATE AND REMODEL KITCHEN REMODEL EXISTING BATH. INSTALL W/D
PW20190920069 | 20-SEP-19 | 275 |  | BATTERY | ST |  | COMPLETE | 23-SEP-19 | GOLDEN GATE FIRE PROTECTION INC | WORK CATEGORY: 4PB; 19-269 RELOCATE 16 HEADS ON THE 4TH FLOOR
PP20190920581 | 20-SEP-19 | 1455 |  | SACRAMENTO | ST | 7 | ISSUED | 20-SEP-19 | PETER LIU CONSTRUCTION INC | PROVIDE PLUMBING PERMIT FOR ITEM #3 ON NOV. REPAIR STEEL CHIMNEY GAS VENT FOR ITEM #2 ON NOV.
PP20190920566 | 20-SEP-19 | 30 |  | CONSTANSO | WY |  | COMPLETE | 26-SEP-19 | HOMEOWNER'S PERMIT | SURVEY INSPECTION ONLY
PP20190920574 | 20-SEP-19 | 2758 | 2760 | BAKER | ST |  | ISSUED | 20-SEP-19 | YOUNG PLUMBING | TO COMPLY WITH PHYSICAL INSPECTION REPORT # CC8378 (PLUMBING REPORT)
PP20190920595 | 20-SEP-19 | 419 |  | PIERCE | ST | 0 | ISSUED | 20-SEP-19 | LIBERTY FIRE SYSTEMS INC | INSTALL FIRE SPRINKLERS IN ADU AND PATH OF EGRESS. REF ADU PA 201712015280
PP20190920578 | 20-SEP-19 | 1231 |  | FULTON | ST | 0 | ISSUED | 20-SEP-19 | C T CONSTRUCTION & PLUMB | REMODEL TWO BATHROOM AND TWO KITCHEN TWO SHOWE TOILET AND SINK. TWO STOVE AND NEW GAS PIPE. UNDER GROUND WORK.
PP20190920598 | 20-SEP-19 | 5072 |  | DIAMOND HEIGHTS | BL |  | ISSUED | 20-SEP-19 | SKYLIGHT TOOLS INC | LIKE FOR LIKE REPLACEMENT OF TOILET AND VANITY FAUCET SHOWER REMODEL IN EXISTING FOOTPRING WITH A NEW HANDHELD SHOWER FIXTURE AND SHAMPOO NICHE
PP20190920589 | 20-SEP-19 | 50 |  | BOWLING GREEN | DR |  | ISSUED | 20-SEP-19 | AZUL WORKS INC. | INSTALL 350 FT. OF SANITARY SEWER PIPE 720 FT OF DOMESTIC WATER PIPE 660 FT FIRE WATER PIPE & 1 180 FT RECYCLED WATER PIPE
PMW20190920081 | 20-SEP-19 | 1587 |  | 22ND | AV |  | ISSUED | 20-SEP-19 | PACIFIC CONSTRUCTION & RADIANT HEAT | WORK CATEGORY: 2M ; RADIANT HEATING SYSTEM. WALL HUNG MOD/CON COMBI
PW20190920070 | 20-SEP-19 | 425 |  | CALIFORNIA | ST |  | ISSUED | 20-SEP-19 | GOLDEN GATE FIRE PROTECTION INC | WORK CATEGORY: 4PB; 19-262 RELOCATE 66 HEADS ON THE 3RD FLOOR
PP20190920572 | 20-SEP-19 | 1149 | 1149 | LAKE | ST | 101 | ISSUED | 20-SEP-19 | DONALD WU | UNIT 101: ADD NEW BATHROOM REMODEL BATHROOM LAUNDRY ROOM. UNIT 201: SAME AS UNIT 101
PW20190920082 | 20-SEP-19 | 2672 |  | 31ST | AV |  | COMPLETE | 01-OCT-19 | ARB INC | WORK CATEGORY: 1P; GAS HOUSELINE EXT
PW20190920071 | 20-SEP-19 | 4024 |  | 18TH | ST |  | ISSUED | 20-SEP-19 | STEVEN YEUNG INC DBA CHUNG WAH PLBG&FIRE | WORK CATEGORY: 4PA; INSTALLATION OF AUTOMATIC FIRE SPRINKLER SYSTEM FOR 2 UNIT BUILDING
PW20190920093 | 20-SEP-19 | 40 |  | TERRACE | DR |  | COMPLETE | 20-SEP-19 | ACE PLUMBING & ROOTER | WORK CATEGORY: 2PB; SEWER AND HOUSE TRAP REPLACEMENT
PM20190920573 | 20-SEP-19 | 1149 |  | LAKE | ST | 201 | ISSUED | 20-SEP-19 | DONALD WU | NEW FURNACE & DUCTING FOR UNIT 201
PW20190920077 | 20-SEP-19 | 4 |  | EMBARCADERO CENTER | * |  | ISSUED | 20-SEP-19 | AYOOB & PEERY PLUMBING | WORK CATEGORY: 5P; LEVEL 2 3 4 CORERR: (5) WC (3) UR (4) LV (3) WH. LEVEL 2 GNR: (2) WC (2) LV (2) WH. VESTIBULE: (1) LV (1) WH. PANTRY: (1) SK (1) GD (1) CM (1) IM (1) AG.LEVEL 3 GNR: (2) WC (2) LV (2) WH. PANTRY: (1) SK (2) CM (1) GD (1) IM (1) AG.LEVEL 4 GNR: (1) WC (1) LV (1) WH. MOTHERS: (1) SK (1) WH. PANTRY: (1) SK (1) CM (1) GD (1) IM (1) AG. JOB#: 19-055
PP20190920580 | 20-SEP-19 | 4407 |  | 20TH | ST |  | ISSUED | 20-SEP-19 | MODERN CONSTRUCTION INC | REMODEL EXISTING UNIT AND ADD ONE BATHROOM AND KITCHEN
PW20190920073 | 20-SEP-19 | 2363 |  | VAN NESS | AV | 0 | ISSUED | 20-SEP-19 | KONG'S PLUMBING & CONSTRUCTION CO. | WORK CATEGORY: 1P; 102 - REMOVE EXISTING WALL FURNACE; INSTALL NEW 45 KTU FURNACE USING EXISTING FLU PIPE
PP20190920584 | 20-SEP-19 | 4 | 6 | DIVISADERO | ST |  | ISSUED | 20-SEP-19 | ALL STAR FIRE PROTECTION LLC | REF PA# 201608124850; INSTALLATION OF FIRE SPRINKERS TO ENTIRE BUILDING INSTALLATION UF 4" UNDERGROUND.
PP20190920590 | 20-SEP-19 | 1929 |  | MCALLISTER | ST |  | ISSUED | 20-SEP-19 | A PLUMBING**SEENOTE** | REINSTALLATION OF TOILET SINKS SHOWER KITCHEN SINK SHOWER PAN
PW20190920079 | 20-SEP-19 | 801 |  | SUTTER | ST |  | COMPLETE | 02-OCT-19 | PRIBUSS ENGINEERING INC | WORK CATEGORY: 11P; FA 12319 - REPLACE LEAKING FEBCO 825Y RP BACKFLOW WITH NEW FEBCO LF825Y RP BACKFLOW WITH AIR GAP.
PP20190920582 | 20-SEP-19 | 1250 |  | TAYLOR | ST | 0 | ISSUED | 20-SEP-19 | S L M DEVELOPMENT INC. | CONVERT PARKING TO 2 UNITS. INSTALL 2 KITCHENS AND 2 BATHS.
PP20190920596 | 20-SEP-19 | 500 |  | STANYAN | ST | 304 | ISSUED | 20-SEP-19 | AXEL8 CONSTRUCTION | 304: CONVERT E KITCHEN TO BEDROOM RELOCATE KITCHEN REHABILITATE E BATH INSTALL W/D304: CONVERT E KITCHEN TO BEDROOM RELOCATE KITCHEN REHABILITATE E BATH INSTALL W/D
PP20190920577 | 20-SEP-19 | 1650 |  | CALIFORNIA | ST |  | ISSUED | 20-SEP-19 | S L M DEVELOPMENT INC. | CONVERT PARKING TO 4 UNITS. INSTALL 4 NEW KITCHENS AND 4 BAHTS. INSTALL 4 NEW SHOWER PANS IN EACH UNIT
PW20190921098 | 21-SEP-19 | 443 |  | 42ND | AV |  | COMPLETE | 27-SEP-19 | MC POLIN TILE | WORK CATEGORY: 1P; ADDING 3 SHOWER PANS
PW20190921097 | 21-SEP-19 | 2337 |  | IRVING | ST |  | COMPLETE | 01-OCT-19 | ECONOMY PLUMBING | WORK CATEGORY: 1P; REPAIR SEWER LINE
PW20190922101 | 22-SEP-19 | 195 |  | RANDALL | ST | 0 | ISSUED | 22-SEP-19 | GARCIA PLUMBING AND MECHANICAL CO INC | WORK CATEGORY: 1P; NEW GAS SUPPLY TO FUTURE OUTLET.
PW20190922100 | 22-SEP-19 | 125 |  | SAN FELIPE | AV |  | COMPLETE | 27-SEP-19 | GARCIA PLUMBING AND MECHANICAL CO INC | WORK CATEGORY: 1P; NEW GAS SUPPLY TO FUTURE OUTLET.
PW20190922102 | 22-SEP-19 | 2713 |  | CLAY | ST |  | COMPLETE | 30-SEP-19 | DLB PLUMBING | WORK CATEGORY: 1P; APT 2 1 SHOWER PAN .. APT 4 1 SHOWER PAN .
PW20190922099 | 22-SEP-19 | 268 |  | GRAND VIEW | AV |  | COMPLETE | 24-SEP-19 | PRO PLUMBING & FIRE SPRINKLER INC | WORK CATEGORY: 1P; RENEW EXPIRED PLUMBING PERMIT
PW20190923120 | 23-SEP-19 | 1295 |  | 47TH | AV |  | ISSUED | 23-SEP-19 | O'CONNOR PLUMBING & FIRE PROTECTION | WORK CATEGORY: 4PA; INSTALL 38 NEW FIRE SPRINKLERS HEADS IN GROUND FLOOR ADU PER NFPA #13 AND NEW FIRE SERVICE PER NFPA #24
PP20190923612 | 23-SEP-19 | 2115 |  | 31ST | AV |  | ISSUED | 23-SEP-19 | MZ CONSTRUCTION COMPANY | ADD 2 BATHS AT GROUND FLR ADD HALF BATH ON 2ND FLR REMODLE KITCHEN & BATHROOM ON 2ND FLR
PP20190923603 | 23-SEP-19 | 1722 |  | QUINT | ST |  | ISSUED | 23-SEP-19 | CHL CONSTRUCTION COMPANY | KITCHEN REMODEL BATHROOM REMODEL NEW DWU AND WATER THROUGHOUT. 2 SHOWER PANS
PP20190923606 | 23-SEP-19 | 25 |  | CHAVES | AV |  | COMPLETE | 01-OCT-19 | MAP PLUMBING INC | INSTALL 180LF OF FRENCH DRAIN 4IN.
PP20190923623 | 23-SEP-19 | 2726 | 2728 | GREENWICH | ST |  | COMPLETE | 26-SEP-19 | JEREMY EVERETT | REPLACE SEWER LATERAL AND HOUSE TRAP
PW20190923123 | 23-SEP-19 | 601 |  | MONTGOMERY | ST |  | ISSUED | 23-SEP-19 | R L H FIRE PROTECTION INC | WORK CATEGORY: 4PB; RELOCATE 22 PENDENT ADD 3 PENDENT AND DELETE 2 PENDENT SPRINKLERS.
PP20190923638 | 23-SEP-19 | 75 |  | DORE | ST |  | ISSUED | 23-SEP-19 | FAULT LINE PLUMBING INC | REMOVE BOILER WITH SERIAL C13251334 AND CO4B00886 AND INSTALL 3 HYDRONIC BOILER
PP20190923633 | 23-SEP-19 | 425 |  | MISSION | ST |  | ISSUED | 23-SEP-19 | AYOOB & PEERY PLUMBING | TI 2ND FLOOR - ADD 51 SPRINKLERS RELOCATE 134 AND REMOVE 64 SPRINKLERS. REFER TO PA 2019 0827 9982
PP20190923628 | 23-SEP-19 | 860 |  | HAYES | ST |  | ISSUED | 23-SEP-19 | JOSE MARTINEZ | 2/F: REMODEL BATHROOM INCLUDING TI WORK 2 NEW SHOWER & REPLACE PLUMBING FIXTURES
PW20190923109 | 23-SEP-19 | 4901 |  | 17TH | ST | 0 | ISSUED | 23-SEP-19 | AFFORDABLE WATER HEATERS AND PLUMBING IN | WORK CATEGORY: 1P; REPLACE WATER HEATER SAME LOCATION
PP20190923607 | 23-SEP-19 | 235 |  | VASQUEZ | AV |  | ISSUED | 23-SEP-19 | A PLUMBING**SEENOTE** | TO REMODEL 2 COMPLETE BATHROOMS AS NEEDED.
PP20190923608 | 23-SEP-19 | 36 |  | RICO | WY |  | ISSUED | 23-SEP-19 | PACIFIC PLUMBING SOLUTIONS INC | FINAL PLUMBING INSPECTION FINISH WORK IN KITCHEN
PM20190923602 | 23-SEP-19 | 1722 |  | QUINT | ST |  | ISSUED | 23-SEP-19 | CHL CONSTRUCTION COMPANY | INSTALL FLUE FOR WATER HEATERS/FIREPLACE/FURNACE/RADIANT HEATING
PP20190923605 | 23-SEP-19 | 138 |  | GENNESSEE | ST |  | ISSUED | 23-SEP-19 | HOMEOWNER'S PERMIT | REMODEL KITCHEN AND BATHROOM REMODEL.
PP20190923624 | 23-SEP-19 | 415 |  | CORNWALL | ST |  | ISSUED | 23-SEP-19 | PROSPER CONSTRUCTION DEVELOPMENT INC | KITCHEN AND BATHROOM REMODEL
PW20190923119 | 23-SEP-19 | 4215 |  | ULLOA | ST |  | ISSUED | 23-SEP-19 | GAGNE BROS. DBA BENJAMIN FRANKLIN PLUMBI | WORK CATEGORY: 1P; SEWER REPLACMENT
PP20190923640 | 23-SEP-19 | 1424 |  | VALENCIA | ST |  | ISSUED | 23-SEP-19 | FAULT LINE PLUMBING INC | REPLACE BUILDING SUPPLY BETWEEN METER AND GARAGE REPLACE 1" W 2" TUBE
PP20190923647 | 23-SEP-19 | 516 |  | ELLIS | ST | 407 | ISSUED | 23-SEP-19 | AXEL8 CONSTRUCTION | RELOCATE (E) KITCHEN INTO BEDROOM. NEW KITCHEN. REHAB (E) BATHROOM. INSTALL WASHER/DRYER.
PP20190923648 | 23-SEP-19 | 60 |  | RICE | ST |  | ISSUED | 23-SEP-19 | DAVID RODRIGUEZ CONSTRUCTION | NEW CONTRACTOR FOR PP20190604408: REMODEL KTICHEN & BATHROOM. NEW FIXTURES.
PP20190923646 | 23-SEP-19 | 516 |  | ELLIS | ST | 302 | ISSUED | 23-SEP-19 | AXEL8 CONSTRUCTION | REHAB (E) KITCHEN & BATHROOM. INSTALL WASHER/DRYER.
PM20190923643 | 23-SEP-19 | 18 |  | TURK MURPHY | LN |  | ISSUED | 23-SEP-19 | H D CONSTRUCTION COMPANY | NEW CONSTRUCTION FOR 6 UNITS: 8 WATER HEATERS 8 X 75K BTU HEATER/FURNACES.
PM20190923615 | 23-SEP-19 | 96 |  | BRENTWOOD | AV |  | COMPLETE | 25-SEP-19 | M C MECHANICAL | REPLACE FURNACE
PMW20190923115 | 23-SEP-19 | 2520 |  | PACIFIC | AV |  | ISSUED | 23-SEP-19 | J W HANSON HEATING AND AIR | WORK CATEGORY: 1M; TO REPLACE EXPIRED PERMIT #PMW20160425949. INSTALL 2 BOILERS AND ONE DUCTED MITSUBISHI HEAT PUMP. ROUGH INSPECTIONS COMPLETED 4/18/17 FOR RADIANT AND 5/9/17 FOR HEAT PUMP.
PP20190923620 | 23-SEP-19 | 2820 |  | HARRISON | ST | 0 | ISSUED | 23-SEP-19 | LOPEZ REMODELING | REMODEL KITCHEN NEW SINK REMODEL BATHROOM NEW TUB/SHOWER NEW VANITY NEW SINK
PMW20190923105 | 23-SEP-19 | 127 |  | LAWTON | ST |  | COMPLETE | 25-SEP-19 | ASSOCIATED HEATING OF SF | WORK CATEGORY: 1M; ADD AIR CONDITIONING TO EXISTING CENTRAL HEATING SYSTEM
PW20190923118 | 23-SEP-19 | 50 |  | 08TH | ST |  | ISSUED | 23-SEP-19 | BELLANTI PLUMBING INC | WORK CATEGORY: 2PA; 5 ROOM CONVERSIONS ON 4TH FLOOR.
PMW20190923117 | 23-SEP-19 | 260 |  | 08TH | ST |  | COMPLETE | 30-SEP-19 | M C MECHANICAL | WORK CATEGORY: 2M ; INSTALL 3 FURNACES AND INSTALL DUCTWORK
PP20190923625 | 23-SEP-19 | 1691 |  | 23RD | AV |  | ISSUED | 23-SEP-19 | S AND L TEC CONSTRUCTION CO INC | REMODEL (E) KITCHEN & (2) BATHS; NEW SINK FAUCET (2) TOILETS NEW TUBS/FAUCETS
PW20190923110 | 23-SEP-19 | 930 |  | ANZA | ST |  | COMPLETE | 27-SEP-19 | ARB INC | WORK CATEGORY: 1P; GAS HOUSELINE EXT
PM20190923635 | 23-SEP-19 | 456 |  | VALLEJO | ST | 0 | ISSUED | 23-SEP-19 | ENVISAGE CONSTRUCTION | RENEW PM2170606958 TO REPLACE 3 (E) FURNACES WITH NEW UNITS REF PP20170606957.
PW20190923113 | 23-SEP-19 | 49 |  | ALMA | ST |  | ISSUED | 23-SEP-19 | FAHERTY PLUMBING | WORK CATEGORY: 1P; REMODEL EXISTING BATHROOM WITH TOILET DOUBLE SINK AND BATHTUB REPLACE FIXTURES IN KIND.
PW20190923125 | 23-SEP-19 | 130 |  | 23RD | AV | 1 | COMPLETE | 30-SEP-19 | CORNELY COMPANY | WORK CATEGORY: 8P; REMOVE AND REPLACE HYDRONIC BOILER SN#B8768213
PW20190923104 | 23-SEP-19 | 2576 |  | LOMBARD | ST |  | ISSUED | 23-SEP-19 | IN & OUT DRAIN CLEANING INC. | WORK CATEGORY: 5P; INSTALL 2 HOUSE TRAPS
PW20190923112 | 23-SEP-19 | 600 |  | MONTGOMERY | ST |  | COMPLETE | 25-SEP-19 | AYOOB & PEERY PLUMBING | WORK CATEGORY: 4PB; 30TH FLOOR: RELOCATE (5) SPRINKLERS TO CONFORM WITH THE NEW WALL/CEILING LAYOUT OF THE TENANT IMPROVEMENT. REF#: 2019-0820-9349 JOB#: 19-712
PW20190923116 | 23-SEP-19 | 22 |  | 22ND | AV |  | ISSUED | 23-SEP-19 | FLOW MASTERS PLUMBING INC | WORK CATEGORY: 2PB; FULL REMODEL WITH UNDERGROUND; 7 BATHROOM 1 KITCHEN & 2 LAUNDRY
PP20190923616 | 23-SEP-19 | 255 |  | CALIFORNIA | ST |  | ISSUED | 23-SEP-19 | MARQUEE FIRE PROTECTION | 13/F: (7) HEADS FIRE PROTECTION
PP20190923611 | 23-SEP-19 | 1501 |  | 17TH | AV |  | ISSUED | 23-SEP-19 | HUYNH CONSTRUCTION LLC | IN KIND KITCHEN REMODEL
PW20190923122 | 23-SEP-19 | 1 |  | MARKET | ST |  | ISSUED | 23-SEP-19 | R L H FIRE PROTECTION INC | WORK CATEGORY: 4PB; RELOCATE 5 AND ADD 4 SPRINKLERS ON THE 22ND FLOOR.
PP20190923600 | 23-SEP-19 | 48 |  | GILLETTE | AV |  | ISSUED | 23-SEP-19 | LIBERTY CONSTRUCTION | KITCHEN AND BATHROOM REMODEL; 1 NEW BATHROOM AND 1 NEW LAUNDRY ROOM WITH 2 SHOWER PANS. GAS LINE FOR LAUNDRY ROOM
PW20190923127 | 23-SEP-19 | 385 |  | JUSTIN | DR |  | ISSUED | 23-SEP-19 | BROTHER COMPANY *** CHECK I.D. *** | WORK CATEGORY: 2PA; INSTALL ONE NEW BATHROOM AND ONE LAUNDRY ROOM.
PMW20190923108 | 23-SEP-19 | 908 |  | STEINER | ST |  | COMPLETE | 24-SEP-19 | ASSOCIATED HEATING OF SF | WORK CATEGORY: 1M; FURNACE REPLACEMENT
PP20190923610 | 23-SEP-19 | 3720 |  | FILLMORE | ST |  | ISSUED | 23-SEP-19 | SURE INC. | UNIT 102: KITCHEN & BATH REMODEL INCLUDING SHOWER PAN
PW20190923124 | 23-SEP-19 | 121 |  | SPEAR | ST |  | ISSUED | 23-SEP-19 | R L H FIRE PROTECTION INC | WORK CATEGORY: 4PB; REMOVE 27 PENDENT SPRINKLERS AND INSTALL 32 UPRIGHT SPRINKLERS.
PP20190923613 | 23-SEP-19 | 809 |  | FRANCE | AV |  | ISSUED | 23-SEP-19 | GO SOLAR DIRECT INC DBA ORIA BUILDERS | REMODEL 1 KITCHEN AND 3 BATHROOMS.
PP20190923632 | 23-SEP-19 | 359 |  | BRIGHT | ST |  | ISSUED | 23-SEP-19 | T M K CONSTRUCTION | BATHROOM ADDITION WASHER AND DRYER RELOCATION
PM20190923636 | 23-SEP-19 | 456 |  | VALLEJO | ST | 0 | ISSUED | 23-SEP-19 | ENVISAGE CONSTRUCTION | RENEW PM20170606956 TO REMOVE FIREPLACE AND FLUE PP20170606955.
PP20190923621 | 23-SEP-19 | 525 |  | MELROSE | AV |  | ISSUED | 23-SEP-19 | C I W AND SONS PLUMBING | REPLACE PLUMBING FAUCETS AND TOILETS KITCHEN AND BATH
PMW20190923107 | 23-SEP-19 | 627 |  | ANDERSON | ST |  | ISSUED | 23-SEP-19 | DALE PLUMBING INC. | WORK CATEGORY: 1M; INSTALL NEW FLOOR HEATING SYSTEM WITH NEW BOILER AND STORAGE TANK.
PP20190923644 | 23-SEP-19 | 920 |  | RUTLAND | ST |  | ISSUED | 23-SEP-19 | M L S BUILDER INC | INSTALL NEW WATER CLOSET SHOWER HAND SINK KITCHEN SINK. CONNECT NEW SEWER FROM ADU TO EXISTING HOUSE.
PP20190923631 | 23-SEP-19 | 746 |  | 36TH | AV |  | ISSUED | 23-SEP-19 | SUNSET REMODELING AND DESIGN INC | KITCHEN AND 2 BATH REMODEL 1 SHOWER PAN
PP20190923609 | 23-SEP-19 | 1730 |  | KIRKHAM | ST |  | ISSUED | 23-SEP-19 | YWUM ENT INC | (1) SHOWER PAN
PP20190923629 | 23-SEP-19 | 2938 |  | 25TH | AV |  | ISSUED | 23-SEP-19 | WILL P K NG CONSTRUCTION INC. | REMODEL OF KITCHEN & BATHROOM. ADD 1 FULL BATHROOM & HALF BATHROOM ON 2/F. INCLUDING 1 SHOWER PAN.
PP20190923618 | 23-SEP-19 | 324 |  | HILL | ST |  | ISSUED | 23-SEP-19 | SHANTA CARPENTRY & CONSTR | INSTALL NEW SHOWER DRAIN SHOWER VALVE SHOWER HEAD SINK DRAIN SINK FAUCET
PP20190923614 | 23-SEP-19 | 123 |  | LAUREL | ST |  | ISSUED | 23-SEP-19 | HOMEOWNER'S PERMIT | KITCHEN REMODEL
PM20190923637 | 23-SEP-19 | 456 |  | VALLEJO | ST | 0 | ISSUED | 23-SEP-19 | ENVISAGE CONSTRUCTION | INSTALLATION OF 4 NEW HEATERS IN UNITS A B & C. REF PP20170606957.
PM20190923630 | 23-SEP-19 | 746 |  | 36TH | AV |  | ISSUED | 23-SEP-19 | SUNSET REMODELING AND DESIGN INC | REPLACE FURNACE AND AIR CONDENSER
PW20190923103 | 23-SEP-19 | 1 |  | MARKET | ST |  | ISSUED | 23-SEP-19 | R L H FIRE PROTECTION INC | WORK CATEGORY: 4PB; RELOCATE 46 ADD 11 AND DELETE 3 SPRINKLERS ON THE 21ST FLOOR.
PP20190923599 | 23-SEP-19 | 1337 |  | ORTEGA | ST |  | ISSUED | 23-SEP-19 | D L CONSTRUCTION | REMODEL EXISTING KITCHEN AND BATH
PP20190923617 | 23-SEP-19 | 1026 |  | CASTRO | ST |  | COMPLETE | 24-SEP-19 | EDENAVOW CONSTRUCTION & DESIGN | INSTALLATION OF ONE SHOWER PAN
PP20190923642 | 23-SEP-19 | 18 |  | TURK MURPHY | LN |  | ISSUED | 23-SEP-19 | H D CONSTRUCTION COMPANY | NEW CONSTRUCTION FOR 6 UNITS. 6 KITCHENS 12 BATHROOMS 2 WEBBARS 1 LAUNDRY ROOM. 8 WATER HEATERS.
PM20190923601 | 23-SEP-19 | 48 |  | GILLETTE | AV |  | ISSUED | 23-SEP-19 | LIBERTY CONSTRUCTION | RELOCATE FURNACE AND RUN DUCT FOR FAMILY ROOM AND BATHROOM.
PP20190923639 | 23-SEP-19 | 1020 |  | POST | ST |  | COMPLETE | 27-SEP-19 | FAULT LINE PLUMBING INC | INSTALL NEW BACKFLOW PREVENTER
PW20190923128 | 23-SEP-19 | 517 |  | 08TH | AV |  | ISSUED | 23-SEP-19 | JIN'S PLUMBING INC | WORK CATEGORY: 1P; TWO BATHROOM REMODEL
PW20190923126 | 23-SEP-19 | 1905 |  | PACIFIC | AV |  | ISSUED | 23-SEP-19 | CORNELY COMPANY | WORK CATEGORY: 1P; REMOVE STEAM BOILER (NOT REQUIRED PERMIT TO OPERATE )
PW20190923114 | 23-SEP-19 | 3961 |  | 26TH | ST |  | ISSUED | 23-SEP-19 | S MULLINS PLUMBING | WORK CATEGORY: 1P; COSMETIC BATHROOM REMODEL OF TWO BATHROOMS
PP20190923641 | 23-SEP-19 | 1742 |  | 32ND | AV |  | ISSUED | 23-SEP-19 | DIODATI INC | REMODEL KITCHEN & BATHROOM. NEW FIXTURES. NEW TUB DRAIN LINE.
PP20190923604 | 23-SEP-19 | 566 |  | CHESTNUT | ST |  | ISSUED | 23-SEP-19 | COMARI | REMODEL KITCHEN AND BATHROOM. INSTALL 1 SHOWER PAN
PM20190923649 | 23-SEP-19 | 60 |  | RICE | ST |  | ISSUED | 23-SEP-19 | DAVID RODRIGUEZ CONSTRUCTION | INSTALL NEW CENTRAL HEATING AND DUCTING
PP20190923626 | 23-SEP-19 | 1 |  | GLADEVIEW | WY |  | ISSUED | 23-SEP-19 | J H MEJIA CONSTRUCTION AND REMODELING | REPLACE SHOWER FAUCET REMOVE TUB AND MAKE SHOWER PAN. INSTALL TILE. FIXTURE REPLACE: TOILET VANITY
PW20190923106 | 23-SEP-19 | 627 |  | ANDERSON | ST |  | ISSUED | 23-SEP-19 | DALE PLUMBING INC. | WORK CATEGORY: 2PB; INSTALL WASTE WATER VENT AND TRIM PLUMBING FOR THREE BATHROOM REMODEL. INSTALL SEWAGE EJECTOR PUMP FOR DOWNSTAIRS BATHROOM. INSTALL PUMP AND DISCHARGE DRAIN FOR STORM DRAIN.
PP20190923627 | 23-SEP-19 | 2088 |  | BUSH | ST |  | ISSUED | 23-SEP-19 | DAVID EDWARD CONROY | REMODEL KITCHEN NO CHANGE IN LAYOUT INSTALL NEW TOILET SHOWER AND SINK IN NEW BATHROOM INSTALL NEW TOILET & SINK IN POWDER ROOM. 1 SHOWER PAN.
PW20190923129 | 23-SEP-19 | 250 |  | LOS PALMOS | DR |  | ISSUED | 23-SEP-19 | JIN'S PLUMBING INC | WORK CATEGORY: 1P; BATHROOM REMODEL
PW20190923121 | 23-SEP-19 | 1 |  | MARKET | ST |  | ISSUED | 23-SEP-19 | R L H FIRE PROTECTION INC | WORK CATEGORY: 4PB; RELOCATE 8 AND ADD 7 SPRINKLERS ON THE 20TH FLOOR.
PP20190923619 | 23-SEP-19 | 875 |  | LA PLAYA | * | 477 | ISSUED | 23-SEP-19 | DAVID M GORAY | REPLACE TOILET AND SINK NEW VANITY NEW TILE FLOOR. BATHROOM REMODEL IN KIND.
PP20190923645 | 23-SEP-19 | 1578 |  | SHAFTER | AV |  | ISSUED | 23-SEP-19 | HOMEOWNER'S PERMIT | NEW INSTALLATION OF WATER HEATER AND FLUE
PW20190923111 | 23-SEP-19 | 600 |  | MONTGOMERY | ST |  | COMPLETE | 25-SEP-19 | AYOOB & PEERY PLUMBING | WORK CATEGORY: 4PB; 29TH FLOOR: RELOCATE (3) AND PLUG (2) SPRINKLERS TO CONFORM WITH THE NEW WALL/CEILING LAYOUT OF THE TENANT IMPROVEMENT. REF#: 2019-0820-9350 JOB#: 19-712
PP20190923622 | 23-SEP-19 | 2206 |  | 48TH | AV |  | ISSUED | 23-SEP-19 | CALIFORNIA CONSTRUCTION CENTER INC | TO OBTAIN A FINAL INSPECTION FOR WORK APPROVED UNDER PREVIOUS PERMIT PP20180613278.
PMW20190924139 | 24-SEP-19 | 2567 |  | UNION | ST |  | ISSUED | 24-SEP-19 | PRECISION AIR SYSTEMS | WORK CATEGORY: 1M; CONTINUATION OF EXPIRED PERMIT# PMW20171121527FOR FINAL INSPECTION OF HVAC
PP20190924692 | 24-SEP-19 | 2898 |  | JACKSON | ST | 102 | ISSUED | 24-SEP-19 | CASLEZ CONSTRUCTION INC | REOMDEL KITCHEN AND BATHROOM. ADD WASHER/DRYER.
PM20190924671 | 24-SEP-19 | 121 |  | STEUART | ST |  | ISSUED | 24-SEP-19 | BAY AREA BUILDERS INC. | REPLACE VAV BOXES AND AIR HANDLERS AND RE-ZONE DUCTING FOR NEW LAYOUT.
PP20190924676 | 24-SEP-19 | 435 |  | POWELL | ST |  | ISSUED | 24-SEP-19 | GUCHO PLUMBING | REMOVE AND REPLACE 1/2" BACKFLOW PREVENTER WILKINS MODEL 975XL
PP20190924681 | 24-SEP-19 | 255 |  | KING | ST |  | ISSUED | 24-SEP-19 | D M BUILDERS | UNIT 1506: REMOVE & REPLACE KITCHEN & BATH SINKS FAUCETS AND SUPPLY LINES. INSTALL SHOWER TRIM INSTALL BATHROOM TRIM
PW20190924149 | 24-SEP-19 | 2 |  | 18TH | AV |  | ISSUED | 24-SEP-19 | ANAYA TILE STONE INC | WORK CATEGORY: 1P; TWO SHOWER PAN INSPECTIONS
PM20190924689 | 24-SEP-19 | 2395 |  | 29TH | AV |  | COMPLETE | 01-OCT-19 | ITU CONSTRUCTION | RELOCATE WATER HEATER AND RUN NEW WATER HEATER VENT.
PP20190924668 | 24-SEP-19 | 2861 |  | WEBSTER | ST |  | ISSUED | 24-SEP-19 | ELECTRA PLUMBING & CONST | UNIT 10: REPIPING OF KITCHEN WATER AND WASTE FOR KITCHEN REMODEL. REPLACE OF TOILET AND SHOWER VALVE. INSTALLATION OF NEW FAUCET SINK ANGLE STOPS
PP20190924652 | 24-SEP-19 | 1330 |  | STEVENSON | ST | 303 | ISSUED | 24-SEP-19 | VISION BUILDERS REMODELING | GUEST BATHROOM REMODEL. REPLACING FIXTURES TUB SINK TOILET
PW20190924140 | 24-SEP-19 | 765 |  | MARKET | ST | 30 | COMPLETE | 25-SEP-19 | STONECRAFT TILE COMPANY | WORK CATEGORY: 1P; THREE SHOWER PAN ROUGH INSPECTIONS.
PM20190924655 | 24-SEP-19 | 4751 |  | 25TH | ST |  | ISSUED | 24-SEP-19 | A+ QUALITY H V A C | INSTALL ONE HEAT PUMP 3 INDOOR AIR HANDLERS CONDENSATION DRAIN AND CONTROLS.
PP20190924657 | 24-SEP-19 | 1959 | 1961 | OAKDALE | AV |  | ISSUED | 24-SEP-19 | BEST CARE FIRE PROTECTION | INSTALL NEW FIRE SPRINKLER SYSTEM PER NFPA 13R THROUGHOUT BUILDING; INCLUDES 2" DEDICATED UNDERGROUND FIRE SERVICE
PM20190924660 | 24-SEP-19 | 1071 |  | PAGE | ST |  | ISSUED | 24-SEP-19 | NORTHWEST PACIFIC | REPLACE DUCTLESS MINI SPLIT LIKE FOR LIKE SAME LOCATION.
PW20190924154 | 24-SEP-19 | 112 |  | LIBERTY | ST |  | ISSUED | 24-SEP-19 | ANAYA TILE STONE INC | WORK CATEGORY: 1P; TWO SHOWER PAN INSPECTION
PW20190924142 | 24-SEP-19 | 557 |  | DUNCAN | ST |  | COMPLETE | 03-OCT-19 | ARB INC | WORK CATEGORY: 1P; GAS HOUSELINE EXT
PP20190924662 | 24-SEP-19 | 1355 |  | MARKET | ST |  | ISSUED | 24-SEP-19 | SUPERIOR PLUMBING & FIRE PROTECTION | SUITE 100: RELOCATE 1 FIRE SPRINKLER HEAD.
PP20190924699 | 24-SEP-19 | 2263 |  | FULTON | ST |  | ISSUED | 24-SEP-19 | THE GREAT OCEAN GENERAL CONTRACTOR | REMODEL BATHROOM IN KIND. LIKE FOR LIK. INSTALL BATHTUB TOILET VANITY AND PLUMBING FIXTURES. REPLACE WATER HEATER.
PW20190924135 | 24-SEP-19 | 357 |  | MANGELS | AV |  | ISSUED | 24-SEP-19 | TROMBORG ROYAL PLUMBING & HEATING | WORK CATEGORY: 1P; GAS LINE CONNECTION FOR FAU FURNACE CHANGE-OUT. 40 GALLON WATER HEATER CHANGE-OUT
PP20190924680 | 24-SEP-19 | 1552 |  | THOMAS | AV |  | ISSUED | 24-SEP-19 | C I W AND SONS PLUMBING | REPLACE KITCHEN SINK NEW KITCHEN DISHWASHER REPLACE BATHROOM TOILET REPLACE BATHTUB INSTALL NEW SHOWER
PM20190924664 | 24-SEP-19 | 56 |  | MACEDONIA | ST |  | ISSUED | 24-SEP-19 | THE GREAT OCEAN GENERAL CONTRACTOR | INSTALL NEW 95% HIGH EFFICEINCY FURNACE WITH NEW DUCTING.
PP20190924663 | 24-SEP-19 | 1106 |  | CAPP | ST |  | COMPLETE | 25-SEP-19 | SUPERIOR PLUMBING & FIRE PROTECTION | REPLACE FAULTY 2IN DOUBLEBACKFLOW ASSEMBLY. INSTALL NEW 2IN FIX AIR GAP FOR DRAIN.
PP20190924682 | 24-SEP-19 | 1456 |  | VALLEJO | ST | 208 | ISSUED | 24-SEP-19 | SPEEDY CONSTRUCTION INC | KITCHEN AND BATHROOM REMODEL. REPLACING FIXTURES
PP20190924701 | 24-SEP-19 | 56 |  | MACEDONIA | ST |  | ISSUED | 24-SEP-19 | THE GREAT OCEAN GENERAL CONTRACTOR | REMODEL KITCHEN UNDER GROUND PLUMBING (2) SHOWER PANS UPGRADE ALL PLUMBING/PIPE & GAS LINE INSTALL SINKS/PLUMBING FIXTURES REPLACE WATER HEATER
PP20190924686 | 24-SEP-19 | 338 |  | MAIN | ST | 36 | COMPLETE | 27-SEP-19 | ALLIED FIRE PROTECTION | UNIT 36A FIRE SPRINKLERS 40 REPLACEMENT OF FIRE SPRINKLER TYPES FROM E TO NEW TYPES
PW20190924137 | 24-SEP-19 | 735 |  | MONTGOMERY | ST |  | ISSUED | 24-SEP-19 | BACKFLOW PREVENTION SPECIALISTS INC | WORK CATEGORY: 11P; REPLACE ONE (1) 3/4" WILKINS 975XL SN# 1109436 WITH ONE (1) 3/4" WILKINS 375XLB ON THE BOILER MAKE UP WATER SERVICE LOCATED IN THE 4TH FLOOR BOILER ROOM.
PW20190924130 | 24-SEP-19 | 256 |  | 17TH | AV |  | COMPLETE | 01-OCT-19 | BEST PLUMBING CHOICE | WORK CATEGORY: 2PA; MINOR REMODELING ADD ON LAUNDRY SOME PLUMBING ALTERATION
PP20190924666 | 24-SEP-19 | 1410 |  | DOLORES | ST |  | ISSUED | 24-SEP-19 | HOME QUALITY REMODELING | REPLACE SHOWER PAN
PMW20190924132 | 24-SEP-19 | 731 |  | 12TH | AV |  | ISSUED | 24-SEP-19 | ANNUZZI'S HEATING & COOLING | WORK CATEGORY: 1M; REPLACE FURNACE AND ADD COOLING
PP20190924695 | 24-SEP-19 | 1507 |  | 19TH | AV |  | COMPLETE | 03-OCT-19 | INFINITY PLUMBING & ROOTER | 1" MAIN WATER LINE INSTALLATION FROM WATER METER TO THE HOUSE
PP20190924675 | 24-SEP-19 | 400 |  | CRESCENT | AV |  | ISSUED | 24-SEP-19 | EVERLAST PLUMBING | CAP OFF PLUMBING
PP20190924684 | 24-SEP-19 | 250 |  | HOWARD | ST |  | ISSUED | 24-SEP-19 | ALLIED FIRE PROTECTION | FACEBOOK TI LEVEL 7. FIRE SPRINKLERS 9 ADDED EXP PENDENTS 18 RELCOATED EXP PENDENTS 45 ADDED CLG PENDETNS TOAL 72 SPRINKLERS
PW20190924152 | 24-SEP-19 | 1427 |  | LARKIN | ST |  | ISSUED | 24-SEP-19 | CITY FIRE PROTECTION | WORK CATEGORY: 4PB; PROVIDE FIRE SPRINKLER PROTECTION THROUGHOUT BUILDING AND NEW UNDERGROUND FIRE SERVICE PER NFPA 24
PW20190924148 | 24-SEP-19 | 3182 |  | 24TH | ST |  | ISSUED | 24-SEP-19 | PING'S PLUMBING INC. | WORK CATEGORY: 2PB; 1 ADA BATHROOM INCLUDE: 1 TOILET 1 HAND SINK 1 MOP SINK AND 1 20-GALLONS WATER HEATER.
PW20190924143 | 24-SEP-19 | 533 |  | 28TH | ST |  | COMPLETE | 01-OCT-19 | SDP PLUMBING INC DBA MR. ROOTER PLUMBING | WORK CATEGORY: 2PB; SEWER LINE
PP20190924687 | 24-SEP-19 | 4392 | 4394 | 17TH | ST |  | ISSUED | 24-SEP-19 | ALPHA CONSTRUCTION COMPANY | NEW DRAINAGE SYSTEM FOR EACH FLOOR. NEW PLUMBING AND PLUMBING FIXTURES THROUGHOUT REMODEL AS NEEDEED. UNDERGROUND WORK. SHOWER PAN.
PP20190924697 | 24-SEP-19 | 1655 |  | BRYANT | ST | 180 | ISSUED | 24-SEP-19 | FAULT LINE PLUMBING INC | AMENDMENT TO PLUMBING PERMIT PW20190813127. ADD TO EXISTING SCOPE OF WORK.WATER HEATER AND CONDENSATE LINE FOR HVAC SYSTEM UNIT # 180
PMW20190924134 | 24-SEP-19 | 555 |  | EL CAMINO DEL MAR | * |  | ISSUED | 24-SEP-19 | SCHMITT HEATING CO INC | WORK CATEGORY: 1M; REPLACE ONE EXISTING FURNACE WITH NEW AND INSTALL TWO NEW AIR CONDITIONERS ON THE ROOF WITH TWO NEW CONDENSATE DRAIN LINES.
PP20190924670 | 24-SEP-19 | 121 |  | STEUART | ST |  | ISSUED | 24-SEP-19 | BAY AREA BUILDERS INC. | REMOVE AND RELOCATE (2) BATHROOMS.
PP20190924658 | 24-SEP-19 | 1650 |  | JACKSON | ST | 509 | ISSUED | 24-SEP-19 | AMERICAN KITCHEN COMPANY | CAPP OFF EXISTING DISHWASHER REPLACE SINK
PP20190924690 | 24-SEP-19 | 538 |  | UNION | ST |  | ISSUED | 24-SEP-19 | PLUMBTEC SYSTEM | COMPLY WITH NOV 201982961. REPLACE SEWER LINE AND HOUSE TRAP. REPAIR AND REPLACE PARTS OF SEWER LINE AND HOUSE TRAPS.
PMW20190924136 | 24-SEP-19 | 3680 |  | JACKSON | ST |  | COMPLETE | 30-SEP-19 | ANNUZZI'S HEATING & COOLING | WORK CATEGORY: 2M ; FINAL INSPECTION FOR WORK UNDER EXPIRED PERMIT PMW20180824071
PW20190924153 | 24-SEP-19 | 40 |  | PIEDMONT | ST |  | ISSUED | 24-SEP-19 | C & L PLUMBING INC | WORK CATEGORY: 1P; REMODEL BATHROOM. ONE WALL HUNG TOILET AND SINK.
PW20190924147 | 24-SEP-19 | 335 |  | DIAMOND | ST |  | COMPLETE | 01-OCT-19 | NEW MARBLE CO INC. | WORK CATEGORY: 1P; 1ST AND 2ND FLOOR SHOWER PAN INSPECTION
PP20190924696 | 24-SEP-19 | 559 |  | 05TH | AV |  | ISSUED | 24-SEP-19 | INFINITY PLUMBING & ROOTER | 1" MAIN WATER LINE INSTALLATION FROM WATER METER TO THE HOUSE
PM20190924688 | 24-SEP-19 | 4392 | 4394 | 17TH | ST |  | ISSUED | 24-SEP-19 | ALPHA CONSTRUCTION COMPANY | NEW HEATING SYSTEM FOR BOTH UNITS.
PP20190924685 | 24-SEP-19 | 250 |  | HOWARD | ST |  | ISSUED | 24-SEP-19 | ALLIED FIRE PROTECTION | FACEBOOK TI LEVEL 8 9 ADDED EXP PENDENTS 24 RELOCATED EXP PENDENTS 42 ADDED CEILING PENDENTS TOTAL 75
PW20190924141 | 24-SEP-19 | 561 |  | DUNCAN | ST |  | COMPLETE | 03-OCT-19 | ARB INC | WORK CATEGORY: 1P; GAS HOUSELINE EXT
PP20190924667 | 24-SEP-19 | 387 |  | EUREKA | ST |  | ISSUED | 24-SEP-19 | BROTHER COMPANY *** CHECK I.D. *** | INSTALL (1) BATHROOM (1) SHOWER PAN
PW20190924133 | 24-SEP-19 | 2107 |  | PIERCE | ST |  | ISSUED | 24-SEP-19 | CAHILL AND KAVANAUGH INC * SEE NOTE* | WORK CATEGORY: 1P; REMOVAL AND INSTALLATION OF A NEW BACKFLOW DEVICE
PP20190924678 | 24-SEP-19 | 1125 |  | FRANCISCO | ST | 4 | ISSUED | 24-SEP-19 | HOME QUALITY REMODELING | ADD HALF BATH ACCORDING TO PLANS
PP20190924650 | 24-SEP-19 | 46 |  | LLOYD | ST | 0 | ISSUED | 24-SEP-19 | KWONG ASSOCIATES | REPAIR EXISTING LAUNDRY SINK AND WASHER/DRYER HOOK UP REPLACE 40 GALLON WATER HEATER.
PW20190924151 | 24-SEP-19 | 806 |  | 32ND | AV |  | ISSUED | 24-SEP-19 | A PLUS PLUMBING | WORK CATEGORY: 2PA; RELOCATION OF WASHER AND DRYER PLUMBING IN THE GARAGE AREA WATER HEATER RELOCATION R IN THE GARAGE AREA DRYER AND WATER HEATER GAS LINE RELOCATION. RADIANT HEAT SYSTEM INSTALLATION 3 RADIATORS INSTALLATION UNDERFLOOR RADIANT HEAT INSTALLATION 199 000 BTU COMBI BOILER INSTALLATION BACKFLOW PREVENTER INSTALLATION. 2'' PVC BOILER FLUE PIPE INSTALLATION.
PW20190924150 | 24-SEP-19 | 3198 |  | 24TH | ST |  | ISSUED | 24-SEP-19 | PING'S PLUMBING INC. | WORK CATEGORY: 2PB; 1 ADA BATHROOM INCLUDE: 1 TOILET 1 HAND SINK 1 MOP SINK AND 1-20 GALLON WATER HEATER.
PW20190924146 | 24-SEP-19 | 575 |  | DUNCAN | ST |  | ISSUED | 24-SEP-19 | ARB INC | WORK CATEGORY: 1P; GAS HOUSELINE EXT
PP20190924659 | 24-SEP-19 | 631 |  | 19TH | AV |  | COMPLETE | 30-SEP-19 | ARKA PLUMBING | LEGALIZE LAUNDRY.
PP20190924677 | 24-SEP-19 | 1443 |  | 05TH | AV |  | ISSUED | 24-SEP-19 | PREMIER TILE | (1) SHOWER PAN
PP20190924683 | 24-SEP-19 | 255 |  | KING | ST |  | ISSUED | 24-SEP-19 | D M BUILDERS | UNIT 1106:REMOVE & REPLACE THE KITCHEN AND BATH SINKS FAUCETS & SUPPLY LINES. INSTALL SHOWER TRIM. INSTALL BATH TRIM
PP20190924672 | 24-SEP-19 | 177 |  | NEVADA | ST |  | ISSUED | 24-SEP-19 | HEISE'S PLUMBING | RENEW PLUMBING PERMIT PP20101008414 FOR FINAL INSPECTION. "REMODELING KITCHEN AND BATHROOM INCLUDING REPLACING FIXTURES"
PW20190924155 | 24-SEP-19 | 157 |  | 24TH | AV |  | COMPLETE | 27-SEP-19 | ANAYA TILE STONE INC | WORK CATEGORY: 1P; SHOWER PAN INSTALLATION
PP20190924691 | 24-SEP-19 | 430 |  | CALIFORNIA | ST |  | ISSUED | 24-SEP-19 | AYOOB & PEERY PLUMBING | 8TH FL - ADD 30 RELOCATE 45 & PLUG 8 SPRINKLER PER TI REF PA 2019-0731-7409; 9TH FL - ADD 40 RELOCATE 43 & PLUG 4 SPRINKLERS PER TI REF PA 2019-0701-4741; 10TH FL - ADD 40 RELOCATE 44 & PLUG 6 SPRINKLERS PER TI REF PA 2019-0731-7404
PW20190924131 | 24-SEP-19 | 141 |  | WARREN | DR |  | ISSUED | 24-SEP-19 | STEPHEN FITZSIMON | WORK CATEGORY: 1P; REMODEL MASTER BATHROOM. 2# LAVS. 1# TOILET 1# SHOWER 1# TUB.
PP20190924693 | 24-SEP-19 | 1206 |  | 15TH | AV |  | ISSUED | 24-SEP-19 | C M CHIANG CONST INC | RENEW 200605111391
PP20190924673 | 24-SEP-19 | [5 empty] | ISSUED | 24-SEP-19 | BRIDGE PLUMBING AND HEATING INC | AMEND PA'S PP20190613697 AND PP20190415900. ADD'L SCOPE: ADD LAUNDRY AND REPLACE WATER HEATER
PP20190924679 | 24-SEP-19 | 2760 |  | SACRAMENTO | ST | 12 | COMPLETE | 27-SEP-19 | FINNERTY PLUMBING (ASK FOR ID) | INSTALL NEW GAS LINE FOR UNIT. 1IN LINE FROM METER TO UNIT FOR FIRE INSERT.
PP20190924665 | 24-SEP-19 | 130 |  | ALHAMBRA | ST |  | COMPLETE | 26-SEP-19 | KARAH CONSTRUCTION CO | SHOWER PAN.
PP20190924653 | 24-SEP-19 | 1250 |  | TENNESSEE | ST |  | ISSUED | 24-SEP-19 | INGRAM FIRE PROTECTION INC | DEMO OF (E) SPRINKLER DROPS AND ARMOVERS BACK TO OUTLET AT BRANCHLINE
PW20190924138 | 24-SEP-19 | 2567 |  | UNION | ST |  | ISSUED | 24-SEP-19 | PRECISION AIR SYSTEMS | WORK CATEGORY: 2PA; CONTINUATION OF EXPIRED PERMIT # PW20171107169 FOR FINAL INSPECTION OF INSTALLED RADIANT HEAT SYSTEM
PM20190924656 | 24-SEP-19 | 2586 |  | GREAT | HY |  | ISSUED | 24-SEP-19 | BLAZE FIREPLACES OF NO CAL | INSTALLING ONE FIREPLACE
PW20190924145 | 24-SEP-19 | 49 |  | STEVENSON | ST |  | ISSUED | 24-SEP-19 | DANIEL LARRATT PLUMBING INC | WORK CATEGORY: 5P; NEW BREAK ROOM SINK NEW WATER CLOSETS LAVYS URINAL AND DRINKING FOUNTAIN. SAME LOCATION
PP20190924651 | 24-SEP-19 | 2095 |  | THOMAS | AV |  | ISSUED | 24-SEP-19 | J C PLUMBING COMPANY | ROUGH/TRIM FOR (E) PLUMBING IN BASEMENT FOR KITCHEN SINK LAVATORY SINK TOLET SHOWER FOR WATER SUPPLY AND DRAIN SYSTEM.
PP20190924674 | 24-SEP-19 | 500 |  | FOLSOM | ST |  | ISSUED | 24-SEP-19 | AMORES PLUMBING COMPANY | 1ST FL OOR TI - ROUGH IN TRIM WASTE VENT DOMESTIC HOT & COLD WATER FROM EXISTING SOURCE FOR A WATER CLOSET. 1 LAV 1 FAUCET 1 SINK 2 10 GAL WATER HEATER 1 COFFE SINK & FAUCET. AIR GAP & TRAP PRIMER 4 VALVE OUTLETS FOR ICE COFFE MAKER
PW20190924144 | 24-SEP-19 | 232 |  | CLIPPER | ST |  | ISSUED | 24-SEP-19 | ROS PLUMBING | WORK CATEGORY: 1P; INSTALL RADIANT HET SYSTEMINSTALL BOILERS INSTALL FLUESINSTALL PEX
PP20190924694 | 24-SEP-19 | 2511 | 2513 | SACRAMENTO | ST |  | ISSUED | 24-SEP-19 | H D CONSTRUCTION COMPANY | UNIT A. NEW KITCHEN AND BATH AT GROUND FLR UNIT
PP20190924654 | 24-SEP-19 | 2325 |  | 03RD | ST |  | ISSUED | 24-SEP-19 | SPRK FIRE S F | CONFORM EXISTING WET PIPES SYSTEM TO CODE. NFPA13
PP20190924661 | 24-SEP-19 | 2809 |  | POLK | ST |  | ISSUED | 24-SEP-19 | LDT TILE INC | INSTALLATION OF (5) SHOWER PANS
PP20190924698 | 24-SEP-19 | 674 |  | ALVARADO | ST |  | ISSUED | 24-SEP-19 | MILO CONSTRUCTION | 2ND FLOOR: BATHROOM REMODEL. SHOWER PAN
PP20190924700 | 24-SEP-19 | 3145 |  | FILLMORE | ST | 0 | ISSUED | 24-SEP-19 | BAY CITY PLUMBING | HAND SINK FLOOR SINK 3 COMP SINK AREA DRAIN
PW20190925188 | 25-SEP-19 | 20 |  | ASHBURY | TR |  | COMPLETE | 27-SEP-19 | SANCHEZ AND SON TILE | WORK CATEGORY: 1P; INSTALLED TWO SHOWER PANS READY FOR INSPECTION
PW20190925157 | 25-SEP-19 | 4911 |  | 17TH | ST | 0 | ISSUED | 25-SEP-19 | AFFORDABLE WATER HEATERS AND PLUMBING IN | WORK CATEGORY: 1P; REPLACE WATER HEATER SAME LOCATION
PP20190925715 | 25-SEP-19 | 3316 |  | FOLSOM | ST |  | ISSUED | 25-SEP-19 | BAY AND VALLEY BACKFLOW SERVICES | NEW 3/4 BACKFLOW PREVENTOR INSTALLATION AT GARAGE
PM20190925730 | 25-SEP-19 | 1520 |  | TAYLOR | ST | 603 | ISSUED | 25-SEP-19 | OKELL'S FIREPLACE | INSTALLATION A DIRECT VENT GAS FIREPLACE WITH ELECTRONIC IGNITION
PW20190925182 | 25-SEP-19 | 177 |  | POST | ST |  | ISSUED | 25-SEP-19 | PRIBUSS ENGINEERING INC | WORK CATEGORY: 1P; FA 12382 - REPLACE (2) LEAKING 119 GALLON DHW STORAGE TANKS WITH NEW.
PP20190925740 | 25-SEP-19 | 6324 |  | GEARY | BL |  | ISSUED | 25-SEP-19 | R & L PLUMBING | WATER DAMAGE ON 2/F & 3/F: INSTALL 4 ANGLE STOPS IN 2 KITCHENS.
PM20190925747 | 25-SEP-19 | 2814 | 2818 | HARRISON | ST |  | ISSUED | 25-SEP-19 | RIECHERS CONSTRUCTION | REPLACE HEAT EXCHANGER WITH FIRST COMPANY FNA-60AQ IN EACH OF THE 4 UNITS
PM20190925710 | 25-SEP-19 | 3331 |  | KIRKHAM | ST |  | ISSUED | 25-SEP-19 | A A HEATING AND A/C | INSTALL NEW FURNACE 60 000 BTU 96% AT THE BASEMENT.
PP20190925723 | 25-SEP-19 | 3701 |  | DIVISADERO | ST | 203 | ISSUED | 25-SEP-19 | AAA CONSTRUCTION & DESIGN | INSTALL VANITY TUB WITH SHOWER TOILET REPLACEMENT
PP20190925707 | 25-SEP-19 | 2719 |  | 35TH | AV |  | ISSUED | 25-SEP-19 | MEDITERRANEAN TILE | SHOWER PAN WATER TEST ON BOTTOM FLOOR
PMW20190925163 | 25-SEP-19 | 537 |  | MOULTRIE | ST |  | ISSUED | 25-SEP-19 | SCHMITT HEATING CO INC | WORK CATEGORY: 1M; REPLACE EXISTING FURNACE IN CLOSET AND RECONFIGURE EXISTING DUCTWORK TO ACCOMMODATE NEW REMODEL.
PM20190925708 | 25-SEP-19 | 75 |  | MONTCALM | ST |  | ISSUED | 25-SEP-19 | A A HEATING AND A/C | INSTALL NEW FURNACE 80% 40 000 BFU AT THE ATTIC.
PW20190925167 | 25-SEP-19 | 2246 |  | 29TH | AV |  | ISSUED | 25-SEP-19 | SMELLY MEL'S | WORK CATEGORY: 1P; SEWER LATERAL REPAIR
PW20190925165 | 25-SEP-19 | 45 |  | SAN LEANDRO | WY |  | COMPLETE | 27-SEP-19 | ACE PLUMBING & ROOTER | WORK CATEGORY: 1P; COPPER WATER LINE REPAIR
PP20190925728 | 25-SEP-19 | 390 |  | BARTLETT | ST | 0 | ISSUED | 25-SEP-19 | CPB CONSTRUCTION CORPORATION | UNIT #3: RELOCATE KITCHEN REMODEL EXISTING BATHROOM.
PM20190925704 | 25-SEP-19 | 34 |  | RHINE | ST |  | ISSUED | 25-SEP-19 | BAYWOOD CONSTRUCTION | REINSTALL FURNACE TO SAME LOCATION
PW20190925186 | 25-SEP-19 | 890 |  | 30TH | AV |  | COMPLETE | 30-SEP-19 | BRIGHT IDEAS PLUMBING AND ROOTER | WORK CATEGORY: 1P; SEWER LINE AND HOUSE TRAP REPLACE
PP20190925736 | 25-SEP-19 | 33 |  | SANTA MONICA | WY |  | ISSUED | 25-SEP-19 | OCCIDENTAL EXPRESS | REMODELING KITCHEN 4 BATHS AND LAUNDRY INCL REPLACING ALL FIXTURES 4 SHOWER PANS
PP20190925733 | 25-SEP-19 | 437 |  | ELLSWORTH | ST |  | ISSUED | 25-SEP-19 | ROCKLAND CONSTRUCTION GROUP INC | INSTALL NEW 3 AND HALF BATHROOMS 1 NEW KITCHEN 1 WASHER/DRYER NEW GAS LINE NEW WATER HEATER
PW20190925177 | 25-SEP-19 | 300 |  | 16TH | ST |  | ISSUED | 25-SEP-19 | R L H FIRE PROTECTION INC | WORK CATEGORY: 4PB; RELOCATE 3 AND INSTALL 18 NEW SPRINKLERS.
PP20190925713 | 25-SEP-19 | 3334 |  | FILLMORE | ST |  | ISSUED | 25-SEP-19 | GLADIATOR CONSTRUCTION | UNIT 102: NEW ANGLE STOPS SHOWER VALVE AND FAUCET.
PP20190925731 | 25-SEP-19 | 939 |  | ELLIS | ST |  | COMPLETE | 01-OCT-19 | ACCO ENGINEERED SYSTEMS INC. | REMOVE & REPLACE EXISTING BOILER (LIKE FOR LIKE) AND PROVIDE NEW PIPING CONNECTION.
PW20190925164 | 25-SEP-19 | 2283 |  | 24TH | AV |  | COMPLETE | 01-OCT-19 | ALL ROOTER & PLUMBING SERVICE INC | WORK CATEGORY: 1P; SEWER LINE REPAIR
PP20190925709 | 25-SEP-19 | 1274 |  | DE HARO | ST |  | ISSUED | 25-SEP-19 | P-T GROUP INC | INSTALL 39 NEW SPRINKLER HEADS GARAGE 1 2 3 4/F
PP20190925735 | 25-SEP-19 | 2170 |  | PACIFIC | AV |  | ISSUED | 25-SEP-19 | G G CONSTRUCTION | REMODEL E (2) BATHROOMS 2 SHOWER PANS NEW FIXTURES RETILE
PM20190925744 | 25-SEP-19 | 1666 |  | FLORIDA | ST |  | COMPLETE | 26-SEP-19 | 88 H V A C | TO OBTAIN A FINAL INSPECTION FOR WORK APPROVED UNDER PREVIUS PERMIT PMW20171027960.
PP20190925714 | 25-SEP-19 | 1721 |  | BUCHANAN | ST |  | ISSUED | 25-SEP-19 | HUEY CONST MNGMT CO INC - DBA M H CONST. | BATHROOM AND KITCHEN REMODEL
PW20190925175 | 25-SEP-19 | 309 |  | JUDAH | ST |  | ISSUED | 25-SEP-19 | SDP PLUMBING INC DBA MR. ROOTER PLUMBING | WORK CATEGORY: 2PA; WATER HEATER INSTALLATION
PM20190925743 | 25-SEP-19 | 809 |  | CAPP | ST |  | ISSUED | 25-SEP-19 | R M N BUILDER | FURNACE INSTALLATION
PW20190925160 | 25-SEP-19 | 4615 |  | 18TH | ST |  | ISSUED | 25-SEP-19 | HARRIS WATER HEATERS | WORK CATEGORY: 1P; INSTALL 40 GALLON WATER HEATER LIKE FOR LIKE AT UNIT #4617
PP20190925722 | 25-SEP-19 | 237 |  | ARGUELLO | BL | 3 | ISSUED | 25-SEP-19 | GREENSTAR BUILDERS INC | LIKE FOR LIKE KITCHEN REMODEL AND PLUMBING UPGRADE UP TO THE CODE.
PP20190925721 | 25-SEP-19 | 1200 |  | TREAT | AV |  | ISSUED | 25-SEP-19 | S F GARAGE COMPANY INC. | COMPLY W/ N.O.V 201950571. INCORRECT GAS LINES. GAS LINE CORRECTION ONLY
PW20190925171 | 25-SEP-19 | 841 |  | 47TH | AV |  | ISSUED | 25-SEP-19 | SMELLY MEL'S | WORK CATEGORY: 1P; SEWER LATERAL REPAIR
PM20190925729 | 25-SEP-19 | 327 |  | PARK | ST |  | ISSUED | 25-SEP-19 | OKELL'S FIREPLACE | INSTALLATION OF A DIRECT VENT FREESTANDING GAS STOVE WITH ELECTRONIC IGNITION
PW20190925178 | 25-SEP-19 | 50 |  | FREMONT | ST |  | ISSUED | 25-SEP-19 | D P W INC. | WORK CATEGORY: 5P; WORK ON THE 27TH FLOOR - PHASE 1; ONE PANTRY SINK AND TWO GENDER NUETRAL RESTROOMS.
PMW20190925166 | 25-SEP-19 | 139 |  | LAKESHORE | DR |  | ISSUED | 25-SEP-19 | SCHMITT HEATING CO INC | WORK CATEGORY: 1M; REPLACE EXISTING FURNACE WITH NEW AND RECONFIGURE EXISTING DUCTWORK IN MECHANICAL ROOM.
PP20190925716 | 25-SEP-19 | 1467 |  | 23RD | AV |  | COMPLETE | 01-OCT-19 | S & K CONSTRUCTION | UINSTALL LINEAR DRAIN IN FRONT OF GARAGE DOOR
PP20190925739 | 25-SEP-19 | 167 |  | TARA | ST |  | ISSUED | 25-SEP-19 | TAI LAM MAK | ONE TOILET 2 SINK ONE BATHTUB ONE GAS WASHER & DRYER KITCHEN LEGALIZATION PER BPA 201706018117
PM20190925725 | 25-SEP-19 | 935 |  | NORTH POINT | ST |  | ISSUED | 25-SEP-19 | OKELL'S FIREPLACE | INSTALLATION OF A ZERO CLEARANCE DIRECT VENT GAS FIREPLACE WITH ELECTRONIC IGNITION
PP20190925703 | 25-SEP-19 | 645 |  | VELASCO | AV |  | ISSUED | 25-SEP-19 | DI VINE CONSTRUCTION | ROUGH IN AND TRIM OUT 2 STOVES 2 KITCHEN SINKS 2 FULL BATHROOMS TANKLESS WATER HETER REWORK UNDERGROUND EXT HOSE BIB GAS LINES 2 SHOWER PANS. ROUGH IN FOR ADU UNITS.
PW20190925176 | 25-SEP-19 | 4532 |  | FULTON | ST |  | ISSUED | 25-SEP-19 | ACE PLUMBING & ROOTER | WORK CATEGORY: 1P; SEWER REPAIR
PM20190925746 | 25-SEP-19 | 1921 |  | ALEMANY | BL |  | ISSUED | 25-SEP-19 | TOPLINE BUILDERS CORP | RELOCATED THE FURNACE PER PLANS.
PP20190925705 | 25-SEP-19 | 2647 |  | PIERCE | ST | 0 | ISSUED | 25-SEP-19 | MEDITERRANEAN TILE | SHOWER PAN WATER TEST
PW20190925183 | 25-SEP-19 | 22 |  | 22ND | AV |  | ISSUED | 25-SEP-19 | ROS PLUMBING | WORK CATEGORY: 1P; INSTALL NEW RADIANT HEAT INSTALL BOILER INSTALL 100 GALLON SMART TANK FOR HOT WATER INSTALL FLUE PIPE INSTALL MANIFOLD
PW20190925173 | 25-SEP-19 | 930 |  | CHESTNUT | ST | 0 | ISSUED | 25-SEP-19 | MADDEN PLUMBING LLC | WORK CATEGORY: 2PA; ROUGH IN AND TRIM OUT (1) BATHROOM (1) POWDER ROOM (1) LAUNDRY ROOM WITH TWO WASHERS AND (1) SINK
PW20190925158 | 25-SEP-19 | 2430 |  | 26TH | AV |  | COMPLETE | 30-SEP-19 | O'CONNOR PLUMBING & FIRE PROTECTION | WORK CATEGORY: 2PB; PROVIDE NEW SEWER LATERAL FROM CURB TO BUILDING. PROVIDE NEW WATER SERVICE FROM CURB TO BUILDING.ROUGH IN & HOOK UP 3 1/2 BATHROOMS AND KITCHEN. PROVIDE NEW GAS LINE FROM FROM METER TO HOUSE.
PP20190925720 | 25-SEP-19 | 1233 |  | DIVISADERO | ST |  | ISSUED | 25-SEP-19 | LEO GOTELLI PLUMBING INC | REMOVE BOILER SERIAL NO 801867.
PP20190925741 | 25-SEP-19 | 809 |  | CAPP | ST |  | ISSUED | 25-SEP-19 | R M N BUILDER | AMEND PP20190513736 TO INCLUDE INSTALLATION OF TANKLESS WATER HEATER
PP20190925745 | 25-SEP-19 | 1921 |  | ALEMANY | BL |  | ISSUED | 25-SEP-19 | TOPLINE BUILDERS CORP | BUILD A FULL BATHROOM ON 1ST FLOOR. REPLACE WATER HEATER WITH TANKLESS TYPE.
PW20190925156 | 25-SEP-19 | 574 |  | GREEN | ST |  | ISSUED | 25-SEP-19 | SHEDRICK THE PLUMBER | WORK CATEGORY: 6PA; INSTALL BIG DIPPER GREASE TRAP
PP20190925742 | 25-SEP-19 | 809 |  | CAPP | ST |  | ISSUED | 25-SEP-19 | R M N BUILDER | REINSTALL EXISTING TANKLESS WATER HEATER
PW20190925169 | 25-SEP-19 | 1000 |  | 03RD | ST |  | ISSUED | 25-SEP-19 | DEMAKAS PLUMBING & HEATING INC | WORK CATEGORY: 8P; 3 BOILER INSTALLATIONS
PMW20190925170 | 25-SEP-19 | 1458 |  | UNION | ST |  | COMPLETE | 27-SEP-19 | SCHMITT HEATING CO INC | WORK CATEGORY: 1M; REPLACE EXISTING CONSOLE HEATER WITH NEW AND INSTALL NEW FLUE TO ROOF LINE.
PP20190925738 | 25-SEP-19 | 849 |  | MASON | ST | 2 | ISSUED | 25-SEP-19 | G B U CONSTRUCTION DEVELOPMENT | KITCHEN KID'S BATH GUEST BATH REMODEL. REPLACE LIKE FOR LIKE
PW20190925187 | 25-SEP-19 | 3731 |  | ALEMANY | BL |  | ISSUED | 25-SEP-19 | L & Y PLUMBING | WORK CATEGORY: 1P; REPLACE SEWER PIPE AND HOUSE TRAP
PP20190925712 | 25-SEP-19 | 115 |  | TURQUOISE | WY |  | ISSUED | 25-SEP-19 | HUEY CONST MNGMT CO INC - DBA M H CONST. | 3/F BATHROOM REPLACE (E) BATH FIXTURES DRAINS WATERPROOF MEMBRANE
PM20190925702 | 25-SEP-19 | 3315 |  | FILLMORE | ST | 401 | COMPLETE | 01-OCT-19 | SCHMITT HEATING CO INC | INSTALL NEW MITSUBISHI MINI SPLIT AIR CONDITIONER AND ONE NEW CONDENSATE DRAIN LINE.
PW20190925180 | 25-SEP-19 | 3633 |  | BRODERICK | ST |  | ISSUED | 25-SEP-19 | PRIBUSS ENGINEERING INC | WORK CATEGORY: 8P; FA 12416 - DISCONNECT AND REMOVE CORRODED LEAKING EXISTING STEAM BOILER. SUPPLY AND INSTALL A NEW PEERLESS 63-04 (177 000 BTUS) STEAM BOILER COMPLETE WITH ALL CALIFORNIA CODE APPROVED CONTROLS. ALSO INSTALL NEW RP BACKFLOW DEVICE.
PMW20190925162 | 25-SEP-19 | 140 |  | JUNIPERO SERRA | BL |  | ISSUED | 25-SEP-19 | OKELL'S FIREPLACE | WORK CATEGORY: 1M; INSTALL 1 DIRECT VENT GAS FIREPLACE PER MANUAL SPECS. GAS LINE BY OTHERS.
PP20190925718 | 25-SEP-19 | 4238 |  | 18TH | ST |  | ISSUED | 25-SEP-19 | DISCOUNT PLUMBING & ROOTER CO. | ADD STORM DRAIN (SUMP PUMP - RECONNECT DOWN SPOUTS TO DRAIN 2 ABS TO SEWER LINE.
PW20190925179 | 25-SEP-19 | 221 |  | MAIN | ST |  | ISSUED | 25-SEP-19 | D P W INC. | WORK CATEGORY: 5P; WORK TO BE DONE ON THE 16TH FLOOR: 1 - BREAKROOM SINK 1 SHOWER 1 FLOOR DRAIN 1 ELECTRIC WATER HEATER CONDENSATE TO TWO HVAC UNITS.
PW20190925161 | 25-SEP-19 | 332 |  | MARIETTA | DR |  | ISSUED | 25-SEP-19 | HARRIS WATER HEATERS | WORK CATEGORY: 1P; 50 GALLON WATER HEATER LIKE FOR LIKE.
PP20190925717 | 25-SEP-19 | 785 |  | COLE | ST |  | COMPLETE | 27-SEP-19 | ROMULEA DESIGNS INC | SHOWER PAN
PP20190925724 | 25-SEP-19 | 21 |  | JUANITA | WY |  | ISSUED | 25-SEP-19 | FRANK SALAZAR DBA F S PLUMBING | KITCHEN REMODEL INSTALL NEW DISHWASHER SINK AND FAUCET GAS STOVE
PW20190925174 | 25-SEP-19 | 472 |  | EUCLID | AV |  | ISSUED | 25-SEP-19 | GEORGE SALET PLUMBING INC | WORK CATEGORY: 1P; CONDO CONVERSION - COMMON AREA HOSE BIBBS UNIT 472 WATER HEATER ANCHOR WATER HEATER UNIT 474 ANCHOR WATER HEATER WATER HEATER FIREPLACE MAKE UP AIR LAUNDRY CLOSET NEW DOORS
PP20190925734 | 25-SEP-19 | 76 |  | 14TH | ST |  | ISSUED | 25-SEP-19 | POLYTEC CONSTRUCTION COMPANY INC | INSTALL ALL NEW UNDERGROUND SEWER LINE NEW GAS NEW HOT/COLD WATER LINE FOR NEW FACTORY
PW20190925168 | 25-SEP-19 | 88 |  | KEARNY | ST |  | ISSUED | 25-SEP-19 | C N S MECHANICAL INC | WORK CATEGORY: 5P; (2) BREAK ROOM SINKS (1) MOTHERS ROOM SINK (2) WATER HEATERS RE-MODIFY EXISTING CORE RESTROOM FIXTURES FOR KNOTEL TENANT ON FLOORS 4 AND 5.
PW20190925184 | 25-SEP-19 | 3318 |  | CALIFORNIA | ST | 2 | ISSUED | 25-SEP-19 | O LEARY PLUMBING INC | WORK CATEGORY: 2PA; KITCHEN & MASTER BATHROOM REMODEL. NEW FIXTURES IN EXISTING LOCATIONS.
PW20190925181 | 25-SEP-19 | 518 |  | MOLIMO | DR |  | ISSUED | 25-SEP-19 | ACE PLUMBING & ROOTER | WORK CATEGORY: 1P; SEWER REPAIR
PP20190925732 | 25-SEP-19 | 4805 |  | 19TH | ST |  | ISSUED | 25-SEP-19 | A PLUMBING**SEENOTE** | TO RELOCATE AND COMPLETE (E) KITCHEN BATHROOM & LAUNDRY. ADD NEW BATHROOM.
PW20190925185 | 25-SEP-19 | 2260 |  | WASHINGTON | ST |  | ISSUED | 25-SEP-19 | O LEARY PLUMBING INC | WORK CATEGORY: 2PA; HOUSE REMODEL INCLUDING KITCHEN 1/2 BATH AND (3) FULL BATHROOMS.
PP20190925711 | 25-SEP-19 | 952 |  | SUTTER | ST | 0 | ISSUED | 25-SEP-19 | M L S BUILDER INC | CONNECT 3" PIPE TO NEW METER FROM PROPERTY TO SIDEWALK
PP20190925706 | 25-SEP-19 | 693 |  | 25TH | AV |  | ISSUED | 25-SEP-19 | MODERN CONSTRUCTION INC | REMODEL KITCHEN AND 4 BATHROOM. INSTALL WATER HEATER WASHER/DRYER HOOK UP(GAS LINE) WET BAR SINK 3 SHOWER PAN. NEW PLUMBING AND PLUMBING FIXTURES THROUGHOUT REMODEL. UNDER GROUND WORK.
PW20190925172 | 25-SEP-19 | 216 |  | MANGELS | AV |  | ISSUED | 25-SEP-19 | ATLAS PLUMBING AND ROOTER | WORK CATEGORY: 1P; SEWER/HOUSETRAP REPLACEMENT
PW20190925159 | 25-SEP-19 | 690 |  | MARKET | ST | 1705 | ISSUED | 25-SEP-19 | GARIBALDI PLUMBING COMPANY INC | WORK CATEGORY: 1P; ADDENDUM PERMIT #PW20190801822 FINAL INSPECTION
PP20190925737 | 25-SEP-19 | 5 |  | THE EMBARCADERO | * | 0 | ISSUED | 25-SEP-19 | POLYTEC CONSTRUCTION COMPANY INC | 1ST FLOOR IKU SUSHI - INSTALL ALL NEW PLUMBING FIXTURES: ALL HAND SINKS COMMERCIAL SINKS IN THE KITCHEN
PP20190925719 | 25-SEP-19 | 334 |  | VICTORIA | ST |  | ISSUED | 26-SEP-19 | J C GENERAL CONSTRUCTOIN | G/F: CONSTRUCTION 1 FULL BATHROOM. 2/F: REMODEL (E) KITCHEN BATHROOM CONVERT (E) CLOSET TO HALF BATHROOM INSTALL 2 SHOWER PANS.
PW20190926195 | 26-SEP-19 | 1487 |  | GREENWICH | ST |  | COMPLETE | 01-OCT-19 | PRIBUSS ENGINEERING INC | WORK CATEGORY: 1P; FA 12363 - DISCONNECT AND REMOVE LEAKING TELEDYNE LAARS 80 GALLON DOMESTIC HOT WATER (DHW) STORAGE TANK. SUPPLY AND INSTALL NEW BRADFORD WHITE 80 GALLON STORAGE AND AQUASTAT.
PP20190926777 | 26-SEP-19 | 217 |  | UPPER | TR |  | ISSUED | 26-SEP-19 | DREAM TO REALITY REMODELING INC | BATHROOM REMODEL. SHOWER PAN
PP20190926792 | 26-SEP-19 | 400 |  | PAGE | ST | 306 | ISSUED | 26-SEP-19 | HALYARD INC (SEE NOTE) | REMODEL KITCHEN & BATHROOM. ADD WASHER/DRYER.
PP20190926769 | 26-SEP-19 | 2511 |  | SUTTER | ST |  | ISSUED | 26-SEP-19 | HOMEOWNER'S PERMIT | ONLY SURVEY INSPECTION TO VERIFY BOILER LOCATION FOR INSTALLATION AND DECOMMISSION OF: 2511 SUTTER ST 2569 SUTTER ST 1400 BAKER ST 1501 BRODERICK ST 2545 SUTTER ST & 2557 SUTTER ST.
PP20190926783 | 26-SEP-19 | 11 |  | ROANOKE | ST |  | COMPLETE | 27-SEP-19 | ARS INC. DBA RESCUE ROOTER | PIPE BURST SEWER IN FRONT OF GARAGE TO SIDEWALK BEFORE CURB.
PM20190926793 | 26-SEP-19 | 1740 |  | BROADWAY | * | 603 | ISSUED | 26-SEP-19 | STRONG BUILDERS CONSTRUCTION INC | INSTALL PUC FLUE PIPE INSTALL HOT WATER FAN COIL HYDRONIC FAN SYSTEM. CONNECT HEATING SYSTEM TO WATER SYSTEM.
PP20190926760 | 26-SEP-19 | 491 |  | JERSEY | ST |  | ISSUED | 26-SEP-19 | PREMIER TILE | WATERPROOFING BEHIND SHOWER PAN LINER FOR (2) SHOWER PANS MASTER & KID'S BATHROOM FINISHING W/STONE & TILE.
PW20190926201 | 26-SEP-19 | 34 |  | MALTA | DR |  | COMPLETE | 03-OCT-19 | ARB INC | WORK CATEGORY: 1P; GAS HOUSELINE EXT
PP20190926788 | 26-SEP-19 | 666 |  | OFARRELL | ST |  | ISSUED | 26-SEP-19 | HALYARD INC (SEE NOTE) | UNITS 32 & 45: REMODEL BATHROOM & KITCHEN. ADD WASHER/DRYER. NEW FIXTURES.
PP20190926754 | 26-SEP-19 | 508 |  | DIAMOND | ST |  | ISSUED | 26-SEP-19 | ZEC & ROS PLUMBING INC | TOILET DOUBLE SINK SHOWER PAN.
PP20190926785 | 26-SEP-19 | 4341 |  | ULLOA | ST |  | ISSUED | 26-SEP-19 | APPLIED REMEDIAL TECH. DBA AREMTECH INC | CONNECTIONS FOR GAS RANGE SINK AND KITCHEN HOOD KITCHEN ON GROUNG FLOOR
PW20190926202 | 26-SEP-19 | 4138 |  | 26TH | ST |  | COMPLETE | 30-SEP-19 | ACE PLUMBING & ROOTER | WORK CATEGORY: 1P; WATER HEATER INSTALLATION
PMW20190926212 | 26-SEP-19 | 430 |  | CALIFORNIA | ST |  | ISSUED | 26-SEP-19 | D P W INC. | WORK CATEGORY: 5M; WORK TO BE PERFORMED ON THE 7TH & 11TH FLOORS. 7TH FLOOR: CONNECT TO EXISTING MAIN LOOP SUPPLY/RETURN TO 9 VAV BOXES BY OTHERS. SUPPLY AND RETURN TO 1 HEATPUMP BY OTHERS 1 CIRCULATION PUMP. 11TH FLOOR: CONNECT TO EXISTING MAIN LOOP RUN SUPPLY/RETURN TO 12 VAV BOXES BY OTHERS. SUPPLY AND RETURN TO 1 HEATPUMP BY OTHERS 1 CIRCULATION PUMP
PP20190926756 | 26-SEP-19 | 535 |  | PACIFIC | AV |  | ISSUED | 26-SEP-19 | R L H FIRE PROTECTION INC | 10 RELOCATE PENDENT SPRINKLERS 3 ADDITIONAL UPRIGHT 1 ADDED PENDANT 14 DELETED PENDENT AND RELOCATE 47 UPRIGHT SPRINKLERS
PP20190926782 | 26-SEP-19 | 250 |  | HOWARD | ST |  | ISSUED | 26-SEP-19 | ALLIED FIRE PROTECTION | FACEBOOK TI LEVEL 10 FIRE SPRINKLERS: (11) ADDED EXP PENDENTS (26) RELOCATED EXP PENDENTS (42) ADDED CEILING PENDENTS = TOTALS 79 SPRINKLERS
PW20190926216 | 26-SEP-19 | 279 |  | 19TH | AV |  | COMPLETE | 30-SEP-19 | FEERICK PLUMBING | WORK CATEGORY: 1P; INSTALL NEW DWV. AS PER 3R REPORT CC8400
PP20190926749 | 26-SEP-19 | 706 |  | MISSION | ST |  | ISSUED | 26-SEP-19 | ALLIED FIRE PROTECTION | ROUGH IN INSPECTION FOR FIRE SPRINKLER FLOORS 16-26.
PP20190926778 | 26-SEP-19 | 470 |  | LIBERTY | ST |  | ISSUED | 26-SEP-19 | MIGHTY PLUMBING | G/F: ADD NEW BATHROOM & LAUNDRY.
PP20190926791 | 26-SEP-19 | 1740 |  | BROADWAY | * | 603 | ISSUED | 26-SEP-19 | STRONG BUILDERS CONSTRUCTION INC | KITCHEN REMODEL BATHROOM REMODEL ADD NEW BATHROOM 1 SHOWER PAN TANKLESS HEATER.
PP20190926770 | 26-SEP-19 | 1390 |  | MARKET | ST | 0 | ISSUED | 26-SEP-19 | ROD'S GENERAL BUILDERS INC | UNIT 2322: KITCHEN & BATHROOM REMODEL FIXTURES ONLY
PW20190926218 | 26-SEP-19 | 746 |  | ELLIS | ST |  | ISSUED | 26-SEP-19 | PROMPT PLUMBING SERVICES | WORK CATEGORY: 2PA; NEW PLUMBING FOR FLOOR SINKS FLOOR DRAINS HAND SINKS PREP SINK THREE COMPARTMENT SINK NEW WATER HEATER AND GREASE TRAP.
PP20190926780 | 26-SEP-19 | 250 |  | HOWARD | ST |  | ISSUED | 26-SEP-19 | ALLIED FIRE PROTECTION | FACEBOOK TI LEVEL 9 FIRE SPRINKLERS: (9) ADDED EXP PENDENTS (22) RELOCATED EXP PENDENTS (42) ADDED CEILING PENDENTS - TOTAL (73) SPRINKLERS
PW20190926211 | 26-SEP-19 | 430 |  | CALIFORNIA | ST |  | ISSUED | 26-SEP-19 | D P W INC. | WORK CATEGORY: 5P; WORK TO BE PERFORMED ON THE 11TH FLOOR: 11 WATER CLOSETS 2 URINALS 7 WALL-MOUNT LAVIES 4 FLOOR DRAINS 1 DRINKING FOUNTAIN 1 MOP SINK 1 BREAKROOM SINK WITH COLD WATER SUPPLY TO 4 APPLIANCES 1 30 GAL WATER HEATER.
PW20190926213 | 26-SEP-19 | 3194 |  | 24TH | ST |  | ISSUED | 26-SEP-19 | PING'S PLUMBING INC. | WORK CATEGORY: 2PB; REPLACE EXISTING SURFACE MOUNTED PLUMBING SUPPLY AND WASTE LINES TO 6 EXISTING SALON STATIONS IN KIND. INSTALL 1 TOILET & 1 HAND SINK IN ADA BATHROOM. AND INSTALL 1 MOP SINK 1 20-GALLON WATER HEATER.
PP20190926779 | 26-SEP-19 | 814 |  | MOULTRIE | ST |  | ISSUED | 26-SEP-19 | HANDY CONSTRUCTION TEAM INC | REMOVE (E) KITCHEN SINK AND INSTALL NEW ONE. INSTALL NEW WATER HOT/COLD FAUCET SINK
PP20190926776 | 26-SEP-19 | 510 |  | BUSH | ST |  | ISSUED | 26-SEP-19 | CALIBA INC. | RESUMING WORK UNDER PP20181128989 IN FLOORS 3 6 & 7. INTERIOR IMPROVEMENT INCLUDING RESTROOM/S RENOVATION
PW20190926210 | 26-SEP-19 | 245 |  | EUCLID | AV |  | ISSUED | 26-SEP-19 | NORTH SOUTH PLUMBING INC. | WORK CATEGORY: 2PA; THIS PERMIT IS IN REFERENCE TO PERMIT PW20180614500.
PP20190926789 | 26-SEP-19 | 19 |  | CERRITOS | AV |  | ISSUED | 26-SEP-19 | RAZO PLUMBING | INSTALLATION OF 2 UTILITY SINKS ON BACK PATIO SEWER LINE REPLACEMENT OPEN TRENCH INSTALLATION OF TRENCH DRAIN AT FRONT OF GARAGE AND 2 AREA DRAINS ON PATIO.
PP20190926784 | 26-SEP-19 | 1180 |  | PLYMOUTH | AV |  | ISSUED | 26-SEP-19 | LAO'S CONSTRUCTION | KITCHEN REMODEL
PW20190926198 | 26-SEP-19 | 390 |  | 23RD | AV |  | ISSUED | 26-SEP-19 | ALL ROOTER & PLUMBING SERVICE INC | WORK CATEGORY: 1P; SEWER LINE REPAIR
PP20190926758 | 26-SEP-19 | 867 |  | 47TH | AV |  | ISSUED | 26-SEP-19 | C K CONSTRUCTION | 1ST FLOOR A BATHROOM A KITCHEN
PW20190926189 | 26-SEP-19 | 120 |  | KEARNY | ST |  | ISSUED | 26-SEP-19 | ALLIED HEATING & AIR CONDITINING | WORK CATEGORY: 5P; ROUGH TRIM INSTALL FOR GENDER NEUTRAL RESTROOM.
PP20190926766 | 26-SEP-19 | 70 |  | TERRA VISTA | AV |  | ISSUED | 26-SEP-19 | S L M DEVELOPMENT INC. | CONVERT PARKING TO UNIT.
PW20190926207 | 26-SEP-19 | 3184 |  | 24TH | ST |  | ISSUED | 26-SEP-19 | PING'S PLUMBING INC. | WORK CATEGORY: 2PB; 1 ADA BATHROOM INCLUDE: 1 TOILET & 1 HAND SINK. AND 1 MOP SINK 1 20-GALLONS WATER HEATER.
PW20190926209 | 26-SEP-19 | 430 |  | CALIFORNIA | ST |  | ISSUED | 26-SEP-19 | D P W INC. | WORK CATEGORY: 5P; WORK TO BE DONE ON 7TH FLOOR: 9 WATER CLOSETS 2 URINALS 7 WALL MOUNT LAVIES 6 FLOOR DRAINS 3 SHOWER VALVES 1 DRINKING FOUNTAIN 1 MOP SINK 1 MOTHERS ROOM SINK 1 BREAKROOM SINK WITH COLD WATER SUPPLY TO 4 APPLIANCES 1 80 GALLON WATER HEATER.
PP20190926755 | 26-SEP-19 | 44 |  | MONTGOMERY | ST |  | COMPLETE | 27-SEP-19 | R L H FIRE PROTECTION INC | RELOCATE 8 PENDENT DELETE 4 PENDENT 5 RELOCATE AND 1 ADDITIONAL UPRIGHT.
PP20190926772 | 26-SEP-19 | 66 |  | THERESA | ST |  | ISSUED | 26-SEP-19 | HEISE'S PLUMBING | TO COMPLY WITH NOV201985641: REPLACE WATER HEATER.
PP20190926761 | 26-SEP-19 | 981 |  | GROVE | ST |  | ISSUED | 26-SEP-19 | UNION PIERCE CONSTRUCTION | 2 SHOWER PANS.
PP20190926773 | 26-SEP-19 | 50 |  | CALIFORNIA | ST | 2500 | COMPLETE | 01-OCT-19 | WESTATES MECHANICAL CORP INC | INSTALL/MODIFY (E) SPRINKLERS IN AREA OF WORK. ALL MAIN PIPING BYEOND AREA OF WORK WITH REMAIN AND IS (E). RELOCATE 7 PENDENT F/S.
PM20190926748 | 26-SEP-19 | 591 |  | VERMONT | ST |  | ISSUED | 26-SEP-19 | SCHMITT HEATING CO INC | REPAIR EXISTING FLUE FOR FURNACE AND WATER HEATER TO BRING UP TO CODE
PW20190926197 | 26-SEP-19 | 982 |  | MARKET | ST |  | ISSUED | 26-SEP-19 | DEMAKAS PLUMBING & HEATING INC | WORK CATEGORY: 2PA; REPLACING STORAGE TANK.
PP20190926767 | 26-SEP-19 | 1390 |  | MARKET | ST | 0 | ISSUED | 26-SEP-19 | ROD'S GENERAL BUILDERS INC | UNIT 2201: KITCHEN & BATHROOM REMODEL (FIXTURES ONLY)
PW20190926204 | 26-SEP-19 | 205 |  | JUANITA | WY |  | ISSUED | 26-SEP-19 | BAY AREA MECHANICAL & ENG | WORK CATEGORY: 2PB; REPLACE EXISTING SEWER WASTE AND VENT LINES. ROUGH-IN PLUMBING FOR DOWNSTAIRS BATHROOM AND LAUNDRY ROOM AND UPSTAIRS BATHROOM.
PP20190926762 | 26-SEP-19 | 2301 |  | KIRKHAM | ST |  | ISSUED | 26-SEP-19 | MR WU CONSTRUCTION | REMODEL BATH AT 3RD FLOOR.
PW20190926191 | 26-SEP-19 | 25 |  | GARNETT | TR |  | ISSUED | 26-SEP-19 | ARS INC. DBA RESCUE ROOTER | WORK CATEGORY: 1P; 40 GALLON WATER HEATER REPLACEMENT.
PW20190926214 | 26-SEP-19 | 1441 |  | VALLEJO | ST | 1441 | ISSUED | 26-SEP-19 | F W H ACQUISITION CO LLC DBA FAST WATER | WORK CATEGORY: 1P; REMOVE/REPLACE GAS HOT WATER TANK
PW20190926206 | 26-SEP-19 | 117 |  | SEAL ROCK | DR |  | COMPLETE | 30-SEP-19 | JOSEPH TINSLEY PLUMBING | WORK CATEGORY: 1P; SEWER REPLACEMENT
PW20190926203 | 26-SEP-19 | 2423 |  | LARKIN | ST | 0 | ISSUED | 26-SEP-19 | NORTH SOUTH PLUMBING INC. | WORK CATEGORY: 2PA; REPLACE EXISTING GAS LINE WITH A NEW SYSTEM TO PICKUP EXISTING FIXTURES PLUS BBQ AND FIRE PUT ON THE ROOF DECK. THIS WILL RETURN TO THE METER AT THE STREET. REMODEL EXISTING HALL BATHROOM ONE SHOWER PAN. FIX UP PLUMBING AT LAUNDRY FIX WATER AND DRAIN LINE BECAUSE OF CONSTRUCTION.
PP20190926764 | 26-SEP-19 | 2128 |  | VAN NESS | AV | 205 | ISSUED | 26-SEP-19 | AXA CONSTRUCTION | KITCHEN AND BATH REMODEL WASHER AND DRYER ELECTRIC VENTLESS
PP20190926775 | 26-SEP-19 | 424 | 426 | ALVARADO | ST |  | ISSUED | 26-SEP-19 | PIPELINE PLUMBING | FIX PLUMBING VIOLATIONS PER INSPECTION REPORT CC-8397. COMMON AREA AND BATHROOM.
PW20190926196 | 26-SEP-19 | 3 |  | EMBARCADERO CENTER | * |  | COMPLETE | 01-OCT-19 | ANDERSON ROWE & BUCKLEY INC. | WORK CATEGORY: 4PB; AR&B 19-199 - FIRE SPRINKL TI - ADDED FIRE SPRINKLERS 1 RELOCATED SPRINKLER 8
PW20190926194 | 26-SEP-19 | 1707 |  | POWELL | ST |  | ISSUED | 26-SEP-19 | O'CONNOR PLUMBING & FIRE PROTECTION | WORK CATEGORY: 2PA; REMODEL EXISTING RESTAURANT BAR. NEW PLUMBING FOR ADA BATHROOMS. COFFEE SERVICE STATION AND MAIN BAR AREA.NO WORK IN KITCHEN COOK LINE.
PW20190926217 | 26-SEP-19 | 227 |  | RANDOLPH | ST |  | ISSUED | 26-SEP-19 | HARRIS WATER HEATERS | WORK CATEGORY: 1P; INSTALL 50 GALLON WATER HEATER LIKE FOR LIKE.
PW20190926205 | 26-SEP-19 | 711 |  | POST | ST |  | ISSUED | 26-SEP-19 | CORNELY COMPANY | WORK CATEGORY: 8P; REMOVE DOMESTIC HOT WATER BOILER SN#C10219353 AND REPLACE WITH NEW DOMESTIC HOT WATER BOILER.
PW20190926200 | 26-SEP-19 | 146 |  | GEARY | ST | 0 | ISSUED | 26-SEP-19 | D P W INC. | WORK CATEGORY: 5P; BASEMENT - NEW STORM DRAIN HOUSETRAP AND CONNECT TO EXISTING PIPING INSTALL BACKFLOW PREVENTER ON CW MAIN CTE SS V AND CW TO PROVIDE FUTURE STACKS UP IN BUILDING 1ST / 4TH FLOORS - SS V CW FUTURE STACKS AGF ON 1ST FL TOILET ROOM ROUGH IN ONLY ON 3RD & 4TH FL NEW RD & OD 4 HB'S.
PW20190926193 | 26-SEP-19 | 1400 |  | GEARY | BL |  | ISSUED | 26-SEP-19 | FRANK THOMAS PLUMBING CO INC | WORK CATEGORY: 1P; APARTMENT 608. ONE BATHTUB TO SHOWER CONVERSION.
PP20190926768 | 26-SEP-19 | 2167 |  | 27TH | AV |  | ISSUED | 26-SEP-19 | X T GENERAL CONSTRUCTION INC. | 2/F: REMODEL (E) BATHROOM & KITCHEN. 1/F: ADD 2 BATHROOMS.
PP20190926790 | 26-SEP-19 | 1085 |  | SOUTH VAN NESS | AV | 305 | ISSUED | 26-SEP-19 | HALYARD INC (SEE NOTE) | NEW PLUMBING FIXTURES FOR KITCHEN & BATHROOM. ADD WASHER/DRYER.
PP20190926763 | 26-SEP-19 | 2128 |  | VAN NESS | AV | 201 | ISSUED | 26-SEP-19 | AXA CONSTRUCTION | KITCHEN AND BATH REHAB WASHER AND DRYER ELECTRIC VENTLESS
PW20190926208 | 26-SEP-19 | 3190 |  | 24TH | ST |  | ISSUED | 26-SEP-19 | PING'S PLUMBING INC. | WORK CATEGORY: 2PB; 1 ADA BATHROOM INCLUDE: 1 TOILET & 1 HAND SINK. AND 1 MOP SING 1 20-GALLONS WATER HEATER.
PP20190926750 | 26-SEP-19 | 2888 |  | BUSH | ST |  | ISSUED | 26-SEP-19 | INNOVATIVE TILE | SHOWER PAN
PW20190926215 | 26-SEP-19 | 271 |  | 30TH | ST |  | ISSUED | 26-SEP-19 | F W H ACQUISITION CO LLC DBA FAST WATER | WORK CATEGORY: 1P; REMOVE/REPLACE GAS HOT WATER TANK
PP20190926753 | 26-SEP-19 | 3015 |  | 25TH | AV |  | ISSUED | 26-SEP-19 | ERIC BRAND PLUMBING | NEW SHOWER VALVE ACCESSIBLE GAS SHOT OFF FOR STOVE SETTRIM FRO BATHROOM
PP20190926752 | 26-SEP-19 | 627 |  | TAYLOR | ST | 52 | ISSUED | 26-SEP-19 | REINHARDT ELECTRIC | REMODEL KITCHEN. NEW COUNTERTOP SINK AND APPLIANCES. REPLACE (E) PEDESTAL SINK IN BATHROOM.
PP20190926757 | 26-SEP-19 | 752 |  | JACKSON | ST |  | COMPLETE | 30-SEP-19 | JADE PLUMBING COMPANY INC | INSTALL ONE FLOOR SINK FOR INDIRECT PRE-SINK ONLY
PP20190926771 | 26-SEP-19 | 2640 |  | GREENWICH | ST |  | ISSUED | 26-SEP-19 | HALYARD INC (SEE NOTE) | UNIT 101 - KITCHEN & BATH REMODEL NEW APPLIANCES NEW WASHER/DRYER NEW LIGHTING
PP20190926759 | 26-SEP-19 | 1740 |  | SACRAMENTO | ST |  | ISSUED | 26-SEP-19 | A AND T PLUMBING | TO COMPLY WITH COMPLAINT 201979722 ITEMS 4 & 5.
PP20190926751 | 26-SEP-19 | 425 |  | DEWEY | BL |  | ISSUED | 26-SEP-19 | INNOVATIVE TILE | 2 SHOWER PANS
PP20190926786 | 26-SEP-19 | 1822 |  | 47TH | AV |  | ISSUED | 26-SEP-19 | R P CONSTRUCTION INC. | REMODEL KITCHEN HALLWAY BATHROOM. INSTALL NEW SHOWER STALL W/ PAN
PP20190926765 | 26-SEP-19 | 627 |  | SILLIMAN | ST |  | ISSUED | 26-SEP-19 | CBS CONSTRUCTION INC. | BATHROOM REMODEL NEW FAUCET/SINK/SHOWER VALVE
PP20190926774 | 26-SEP-19 | 1881 |  | BUSH | ST | 0 | ISSUED | 26-SEP-19 | WESTATES MECHANICAL CORP INC | ROOF: MODIFY FIRE SPRINKLERS IN AREA OF WORK. ALL MAIN PIPING BYEOND AREA TO REMAIN. ADD 1 SPRINKLER.
PW20190926190 | 26-SEP-19 | 101 |  | SPEAR | ST |  | ISSUED | 26-SEP-19 | AYOOB & PEERY PLUMBING | WORK CATEGORY: 4PB; 3RD FLOOR: ADD (52) AND RELOCATE (30) SPRINKLERS TO CONFORM WITH THE NEW T.I. REF#: 2019-0806--8015 JOB#: 19-668.
PP20190926781 | 26-SEP-19 | 250 |  | HOWARD | ST |  | ISSUED | 26-SEP-19 | ALLIED FIRE PROTECTION | FACEBOOK TI LEVEL 27 (FIRE SPRINKLERS) (25) ADDED UPRIGHTS (14) RELOCATED UPRIGHTS (59) ADDED PENDENTS TOTALS (98) SPRINKLERS
PW20190926199 | 26-SEP-19 | 740 |  | PINE | ST |  | ISSUED | 26-SEP-19 | LUTZ PLUMBING INC | WORK CATEGORY: 1P; WATER HEATER REPLACEMENT
PW20190926192 | 26-SEP-19 | 325 |  | BERRY | ST | 327 | ISSUED | 26-SEP-19 | LEO GOTELLI PLUMBING INC | WORK CATEGORY: 2PA; BATHROOM REMODEL.
PP20190926787 | 26-SEP-19 | 39 |  | BREWSTER | ST |  | ISSUED | 26-SEP-19 | PHASE 2 BUILDERS | NEW BATHROOM TO 1ST FLOOR
PMW20190927225 | 27-SEP-19 | 95 |  | JUDAH | ST |  | ISSUED | 27-SEP-19 | OCEAN AIR HEATING | WORK CATEGORY: 1M; REPLACE (4) EXISTING WALL FURNACES.
PM20190927811 | 27-SEP-19 | 51 |  | ALLSTON | WY |  | ISSUED | 27-SEP-19 | ROOM BY ROOM MAINTENANCE INC | RELOCATE & REPLACE (E) FURNACE
PP20190927837 | 27-SEP-19 | 38 |  | TEDDY | AV |  | ISSUED | 27-SEP-19 | GALAXY BUILDING CONSTRUCTION | REPAID OR REPLACE WATER HEATER TANK
PP20190927820 | 27-SEP-19 | 1635 |  | GROVE | ST |  | ISSUED | 27-SEP-19 | O'SHEA CO. HOME GROWN CONSTRUCTION | PLUMBING WORK RELATED TO KITCHEN REMODEL RELOCATE WATER LINES AND DWV AS NECESSARY
PM20190927824 | 27-SEP-19 | 3015 | 3017 | FRANKLIN | ST |  | ISSUED | 27-SEP-19 | JUAN JOSE ARTEAGA | INSTALLATION OF NEW 2-STAGE HIGH EFFICIENCY FURNACE AND NEW DUCTING TO ALL ROOMS.
PP20190927802 | 27-SEP-19 | 341 |  | WINFIELD | ST |  | ISSUED | 27-SEP-19 | AXIOM CONSTRUCTION INC | REMODEL 1 KITCHEN 1 BATH. INSTALL 1 NEW BATH & SHOWER PAN INSTALL NEW WATER HEATER.
PP20190927817 | 27-SEP-19 | 2171 |  | PACIFIC | AV | 0 | ISSUED | 27-SEP-19 | ARS INC. DBA RESCUE ROOTER | REPLACE APPROX 60FT OF OVERHEAD CAST IRON DRAIN PIPE LOCATED IN GARAGE AREA AND SERVICE CORRIDORS
PW20190927237 | 27-SEP-19 | 644 |  | ANDERSON | ST |  | ISSUED | 27-SEP-19 | CITYWIDE PLUMBING | WORK CATEGORY: 1P; SEWER REPLACEMENT FROM THE FACE OF THE PROPERTY TO THE CURB WITH NEW HOUSE TRAP
PP20190927821 | 27-SEP-19 | 631 | 633 | 28TH | AV |  | ISSUED | 27-SEP-19 | RINALDI CONSTRUCTION | PERMIT TO COMPLY WITH REPORT OF PHYSICAL INSPECTION APPLICATION CC-8350. RAISE (2) WATER HEATERS IN GARAGE REF:PM20190927822
PP20190927815 | 27-SEP-19 | 878 |  | ELIZABETH | ST |  | ISSUED | 27-SEP-19 | CS CONSTRUCTION | KITCHEN REMODEL.
PM20190927798 | 27-SEP-19 | 250 |  | CAYUGA | AV |  | ISSUED | 27-SEP-19 | LEI'S CONSTRUCTION CO | REPLACE NEW FURNACE.
PW20190927230 | 27-SEP-19 | 242 |  | LAUREL | ST | 0 | ISSUED | 27-SEP-19 | GAGNE BROS. DBA BENJAMIN FRANKLIN PLUMBI | WORK CATEGORY: 1P; REPLACING 50 GALLON GAS WATER HEATER.
PP20190927797 | 27-SEP-19 | 250 |  | CAYUGA | AV |  | ISSUED | 27-SEP-19 | LEI'S CONSTRUCTION CO | NEW CONTRACTOR FOR PP20190718658: INTERIOR REMODEL.
PP20190927796 | 27-SEP-19 | 3251 |  | 20TH | AV |  | ISSUED | 27-SEP-19 | PACIFIC COAST FIRE | SPACE 218: RELOCATE 19 SPRINKLER HEADS.
PW20190927219 | 27-SEP-19 | 1 |  | BUSH | ST |  | ISSUED | 27-SEP-19 | BAYLINE MECHANICAL INC | WORK CATEGORY: 5P; INSTALL ONE KITCHEN PANTRY. ALL WORK IS ON THE 5TH FLOOR SUITE 510.
PM20190927804 | 27-SEP-19 | 3640 |  | CABRILLO | ST | 0 | ISSUED | 27-SEP-19 | SAN FRANCISCO HEATING AND COOLING | NEW FURNACE/DUCTWORK
PP20190927807 | 27-SEP-19 | 1640 |  | VALLEJO | ST |  | ISSUED | 27-SEP-19 | M L S BUILDER INC | NEW FIRE SPRINKLER SYSTEM TO (2) ADU BASEMENT WITH UNDERGROUND. REF 201704285137 S1
PP20190927810 | 27-SEP-19 | 51 |  | ALLSTON | WY |  | ISSUED | 27-SEP-19 | ROOM BY ROOM MAINTENANCE INC | ADD 2 (N) BATH & LAUNDRY @ GROUND FL . ADD 1 FULL BATH REMODEL (E) BATH & KITCHEN @ 2ND FL.
PP20190927834 | 27-SEP-19 | 2467 |  | 28TH | AV |  | ISSUED | 27-SEP-19 | ACW MECHANICAL OF NO CA/CONTRA COSTA HEA | CHANGE OUT 19 GALLON HOT WATER HEATER
PMW20190927233 | 27-SEP-19 | 501 |  | CRESCENT | WY |  | ISSUED | 27-SEP-19 | SUPERIOR MECHANICAL SERVICES INC. | WORK CATEGORY: 1M; REMOVE OUTDOOR UNITS AND INSTALL NEW DUCTLESS MINI-SPLIT SYSTEM.
PP20190927803 | 27-SEP-19 | 462 |  | GREEN | ST | 0 | ISSUED | 27-SEP-19 | CJ PLUMBING | INSTALL FIRE SPRINKLER IN GROUND FLOOR UNIT
PP20190927830 | 27-SEP-19 | 906 |  | POST | ST |  | ISSUED | 27-SEP-19 | RYLAND CONSTRUCTION | MOVE SINK IN RETAIL UNIT PER PA 201811196286
PW20190927226 | 27-SEP-19 | 1300 |  | COLUMBUS | AV | 0 | COMPLETE | 30-SEP-19 | AYOOB & PEERY PLUMBING | WORK CATEGORY: 11P; REMOVE TWO BACKFLOWS BY OTHERS DURING DEMO. FIRST ONE: FEBCO RP 3/4 INCH MODEL 825Y SERIAL NUMBER 01902. AND SECOND ONE: WILKINS RP 3/4 INCH MODEL 975XL SERIAL NUMBER 1317592 BOTH WERE ON THE ROOF.
PM20190927829 | 27-SEP-19 | 126 |  | HUGO | ST |  | ISSUED | 27-SEP-19 | ZH MECHANICAL INC | REPLACE OLD FURNACE TO INSTALL NEW FURNACE
PMW20190927234 | 27-SEP-19 | 1717 |  | HARRISON | ST |  | ISSUED | 27-SEP-19 | AES MECHANICAL SERVICES GROUP INC | WORK CATEGORY: 5M; REMOVE AND REPLACE 16 PACKAGED ROOFTOP HVAC UNITS. 9 @ 12.5 TON 2 @ 5 TON 1 @ 10 TON 4 @ 3 TON
PP20190927808 | 27-SEP-19 | 329 |  | SILVER | AV |  | ISSUED | 27-SEP-19 | SINCERE CONSTRUCTION COMPANY INC | RENEW PP20160317826 FOR FINAL
PP20190927818 | 27-SEP-19 | 201 |  | DIVISADERO | ST |  | ISSUED | 27-SEP-19 | FAULT LINE PLUMBING INC | REPLACE BACKFLOW FOR STEAM BOILER MAKE UP.
PP20190927831 | 27-SEP-19 | 2755 |  | 40TH | AV |  | ISSUED | 27-SEP-19 | J C BUILDERS | NEW PLUMBING FOR APPROVED ADU: 2 BATHROOMS 1 KITCHEN 1 SHOWER PAN.
PP20190927836 | 27-SEP-19 | 2224 |  | MISSION | ST |  | ISSUED | 27-SEP-19 | RADIANT CONSTRUCTION COMPANY | NEW ADA BATHROOM W/ TOILET & SINK. NEW STORAGE AREA W/ PREP SINK & HAND SINK. UNDERGROUND WORK
PW20190927229 | 27-SEP-19 | 210 |  | POST | ST |  | ISSUED | 27-SEP-19 | AYOOB & PEERY PLUMBING | WORK CATEGORY: 11P; REMOVE ONE BACKFLOW ON ROOF DURING DEMO REMOVED BY OTHERS. SERIAL NUMBER A012481 WILKINS DC 2 INCH MODEL 350 XL.
PW20190927241 | 27-SEP-19 | 643 |  | 33RD | AV |  | ISSUED | 27-SEP-19 | RENSTROM PLMBG & HEATING | WORK CATEGORY: 1P; BATHROOM REMODEL AND NEW SEWER MAIN
PM20190927806 | 27-SEP-19 | 740 |  | GREEN | ST |  | ISSUED | 27-SEP-19 | BAY C T CONSTRUCTION INC | NEW GAS FURNACE BASEMENT UNIT/ADU
PP20190927809 | 27-SEP-19 | 2214 |  | 39TH | AV |  | ISSUED | 27-SEP-19 | BILL'S CONSTRUCTION CO INC | 1)REMODEL EXTG BEDROOM AND CONSTRUCT ONE FULL BATH ROOM AT GROUND FLOOR. 2) REMODEL EXTG KITCHEN 2 BATHROOM AT 2ND FLOOR.
PP20190927814 | 27-SEP-19 | 1000 |  | VICENTE | ST |  | ISSUED | 27-SEP-19 | TSL CONSTRUCTION & CONSULTANT INC | REFER TO SEISMIC RETROFIT PA 2019 0213 2375. REPLACE DAMAGED PLUMBING DURING SEISMIC WORK. REPLACE SEWER LINE FOR TOILET AND BATHROOM
PMW20190927236 | 27-SEP-19 | 455 |  | MAGELLAN | AV |  | ISSUED | 27-SEP-19 | OKELL'S FIREPLACE | WORK CATEGORY: 1M; INSTALL 1 DIRECT VENT GAS FIREPLACE PER MANUAL SPECS. GAS LINE BY OTHERS.
PP20190927795 | 27-SEP-19 | 1648 |  | UNION | ST |  | ISSUED | 27-SEP-19 | L P G FIRE PROTECTION INC | REPLACE DEMAGED BACKFLOW PREVENTOR IN GARAGE
PM20190927826 | 27-SEP-19 | 1212 |  | EGBERT | AV |  | ISSUED | 27-SEP-19 | ZH MECHANICAL INC | INSTALL TWO NEW FURNACE SYSTEM AND VENT PIPE
PW20190927240 | 27-SEP-19 | 2632 |  | BUSH | ST |  | ISSUED | 27-SEP-19 | EXPERT PLUMBING SOLUTIONS | WORK CATEGORY: 2PB; REMODEL KITCHEN BATHROOM. NEW LAUNDRY NEW TANKLESS WATER HEATER. GAS FOR WH AND DRYER
PP20190927819 | 27-SEP-19 | 2128 |  | VAN NESS | AV |  | ISSUED | 27-SEP-19 | FAULT LINE PLUMBING INC | REPLACE BACK FLOW ON MAKE UP WATER TO STEAM BOILER.
PP20190927801 | 27-SEP-19 | 3701 |  | NORIEGA | ST |  | ISSUED | 30-SEP-19 | AQUAMATIC FIRE PROTECTION | NEW SPRINKLER & STANDPIPE SYSTEM FOR NEW 4-STORY RETAIL/RESIDENTIAL BUILDING
PW20190927220 | 27-SEP-19 | 1 |  | EMBARCADERO CENTER | * |  | ISSUED | 27-SEP-19 | CITY PREFERRED PLUMBING INC | WORK CATEGORY: 5P; 1 EMBARCADERO 7TH FLOOR RESTROOMS. RELOCATING (2) WATER CLOSETS TO MEET NEW ADA CODES
PM20190927827 | 27-SEP-19 | 1208 |  | EGBERT | AV |  | ISSUED | 27-SEP-19 | ZH MECHANICAL INC | INSTALL TWO NEW FURNACE SYSTEMS AND VENT PIPE
PP20190927800 | 27-SEP-19 | 2000 |  | BRYANT | ST |  | ISSUED | 27-SEP-19 | A & B CONSTRUCTION | INSTALLATION OF SIDE SEWER & STORM DRAIN FROM BUILDING TO MAIN
PMW20190927231 | 27-SEP-19 | 38 |  | LUSK | ST | 4 | ISSUED | 27-SEP-19 | BLAZE FIREPLACES OF NO CAL | WORK CATEGORY: 1M; INSTALLING ONE FIREPLACE
PW20190927224 | 27-SEP-19 | 747 |  | LEAVENWORTH | ST | 1 | ISSUED | 27-SEP-19 | SDI INSULATION INC | WORK CATEGORY: 1P; GAS LINE AND ELECTRIAL RAN IN FOR A GAS FIREPLACE INSERT.
PM20190927812 | 27-SEP-19 | 132 |  | 09TH | AV |  | ISSUED | 27-SEP-19 | MISTER CHIMNEY CLEANING AND REPAIRS INC | INSTALL DIRECT VENT NATURAL GAS FIREPLACE & VENTING. DOES NOT INCLUDE GAS LINE OR POWER CONNECTION.
PP20190927832 | 27-SEP-19 | 159 |  | MEADOWBROOK | DR |  | ISSUED | 27-SEP-19 | HOMEOWNER'S PERMIT | BATHROOM REMODEL
PW20190927235 | 27-SEP-19 | 655 |  | MONTGOMERY | ST |  | ISSUED | 27-SEP-19 | AYOOB & PEERY PLUMBING | WORK CATEGORY: 5P; GROUND FLOOR: ROUGH-IN TRIM WASTE VENT AND DOMESTIC WATER PIPING FOR RR: (2) FLOOR DRAIN (4) LAVATORY SINK (1) MOP SINK (1) HOT WATER HEATER (1) ADA URINAL (1) WATER CLOSET AND (2) ADA WATER CLOSET. BREAKROOM: (1) SINK. JOB#: 17-062
PP20190927816 | 27-SEP-19 | 2335 |  | PACIFIC | AV |  | ISSUED | 27-SEP-19 | S L M DEVELOPMENT INC. | REMODELING 2 BATHROOMS
PM20190927813 | 27-SEP-19 | 250 |  | MAYWOOD | DR |  | ISSUED | 27-SEP-19 | MISTER CHIMNEY CLEANING AND REPAIRS INC | INSTALL DIRECT VENT NATURAL GAS FIRE INSERT & VENTING. DOES NOT INCLUDE GAS OR ELECTRICAL WORK.
PMW20190927232 | 27-SEP-19 | 2260 |  | WASHINGTON | ST |  | ISSUED | 27-SEP-19 | SKAATES CANEPA INC | WORK CATEGORY: 2M ; ROUGH-IN HEATING
PM20190927822 | 27-SEP-19 | 631 | 633 | 28TH | AV |  | ISSUED | 27-SEP-19 | RINALDI CONSTRUCTION | PERMIT TO COMPLY WITH REPORT OF PHYSICAL INSPECTION APPLICATION CC-8350. INSTALL SOLID 4" VENT PIPING FOR DRYER VENT REF: PP20190927821
PW20190927227 | 27-SEP-19 | 143 |  | 02ND | ST |  | ISSUED | 27-SEP-19 | D P W INC. | WORK CATEGORY: 5P; WORK TO BE PERFORMED ON THE 2ND FLOOR. MODIFY EXISITNG ROUGH FOR NEW BREAKROOM SINK FINISHES. RESTROOMS: MODIFY EXISTING ROUGH FOR 2 WATER CLOSETS 2 LAVIES.
PM20190927833 | 27-SEP-19 | 2467 |  | 28TH | AV |  | ISSUED | 27-SEP-19 | ACW MECHANICAL OF NO CA/CONTRA COSTA HEA | CHANGE OUT OF HEAT PUMP ADD AC CONDENSER.
PW20190927238 | 27-SEP-19 | 2259 |  | 44TH | AV |  | ISSUED | 27-SEP-19 | HARRIS WATER HEATERS | WORK CATEGORY: 1P; INSTALL 50 GALLON WATER HEATER LIKE FOR LIKE.
PP20190927794 | 27-SEP-19 | 1460 | 1462 | WALLER | ST | 0 | ISSUED | 27-SEP-19 | P-T GROUP INC | INSTALL NEW SPRINKLER SYSTEM FROM UNDERGROUND TO TOP OF 3/F
PP20190927799 | 27-SEP-19 | 48 |  | MOLIMO | DR |  | ISSUED | 27-SEP-19 | BARAHONA BROTHERS CONSTRUCTION INC. | UNDER GROUND PLUMBING FOR CATCH BASIN RAINWATER . 1/2 BATHROOM ROOF DECK SINK AND DRAIN LEADER.
PW20190927222 | 27-SEP-19 | 2637 |  | SAN JOSE | AV |  | ISSUED | 27-SEP-19 | AFFORDABLE WATER HEATERS AND PLUMBING IN | WORK CATEGORY: 1P; REPLACE WATER HEATER SAME LOCATION
PW20190927239 | 27-SEP-19 | 787 |  | 35TH | AV |  | ISSUED | 27-SEP-19 | ACE PLUMBING & ROOTER | WORK CATEGORY: 1P; SEWER REPAIR
PP20190927805 | 27-SEP-19 | 740 |  | GREEN | ST |  | ISSUED | 27-SEP-19 | BAY C T CONSTRUCTION INC | ADD NEW KITCHEN BATHROOM TO BASEMENT LEVEL UNIT/ADU
PP20190927823 | 27-SEP-19 | 1555 |  | CHESTNUT | ST |  | ISSUED | 27-SEP-19 | US CONSTRUCTION CALIFORNIA INC | REMODEL APARTMENT BATH AND KITCHEN. WASHER DRYER.
PMW20190927223 | 27-SEP-19 | 16 |  | HILLWAY | AV |  | ISSUED | 27-SEP-19 | GB HEATING & COOLING INC | WORK CATEGORY: 2M ; INSTALL CONDENSING BOILER IN THE GARAGE AREA INDIRECT WATER HEATER TANK PVC FLUE PIPE FOR BOILER.INSTALL RADIANT FLOOR HEATING FOR NEW ADDITIONAL AND HYDRONIC WALL MOUNTED FAN COILS FOR EXISTING HOUSE.CONNECT HEATING SYSTEM TO THE BOILER.GAS LINE AND DHW NOT INCLUDE.
PW20190927228 | 27-SEP-19 | 2554 |  | GREENWICH | ST |  | ISSUED | 27-SEP-19 | CARL BERGLUND PLUMBING | WORK CATEGORY: 2PA; CONVERT TUB TO SHOWER SWAP LOCATION OF TOILET AND LAVY ADD LAUNDRY BOX ADD GAS LINE TO STOVE
PP20190927835 | 27-SEP-19 | 2102 |  | BAKER | ST | 2100 | ISSUED | 27-SEP-19 | WALL 2 WALL CONSTRUCTION INC | INSTALL GAS LINE FOR NEW RANGE RELOCATE WATER SUPPLY LINES AND DRAIN LINES SEVERAL FEET TO RELOCATE SINK CENTER SHOWER DRAINS.
PMW20190927221 | 27-SEP-19 | 529 |  | BAKER | ST |  | ISSUED | 27-SEP-19 | KEVEL HOME PERFORMANCE | WORK CATEGORY: 1M; INSTALL HIGH EFFICIENCY FURNACE
PW20190928244 | 28-SEP-19 | 1 |  | LYNDHURST | DR |  | ISSUED | 28-SEP-19 | HARRIS WATER HEATERS | WORK CATEGORY: 1P; INSTALL 40 GALLON WATER HEATER LIKE FOR LIKE.
PW20190928242 | 28-SEP-19 | 825 |  | POST | ST |  | ISSUED | 28-SEP-19 | CORNELY COMPANY | WORK CATEGORY: 1P; REMOVE AND REPLACE 2 119 GALLON HOT WATER TANKS
PW20190928243 | 28-SEP-19 | 1828 |  | DIVISADERO | ST |  | ISSUED | 28-SEP-19 | ALL ROOTER & PLUMBING SERVICE INC | WORK CATEGORY: 1P; GAS LINE REPAIR
PW20190929245 | 29-SEP-19 | 917 |  | CENTRAL | AV |  | ISSUED | 29-SEP-19 | GOPHER - IT TRENCHLESS | WORK CATEGORY: 1P; REPLACE EXISTING SEWER LATERAL USING PIPE BURSTING METHOD. INSTALL SECOND LATERAL FOR THE RAINWATER
PW20190929248 | 29-SEP-19 | 670 |  | BRUNSWICK | ST |  | ISSUED | 29-SEP-19 | D & S LEONG ASSOCIATES | WORK CATEGORY: 2PA; PLUMBING WORK FOR RELOCATE WASTE AND WATER PIPING FOR TWO ADA RESTROOM AND NEW FIXTURES.
PW20190929246 | 29-SEP-19 | 631 |  | MANGELS | AV |  | ISSUED | 29-SEP-19 | MC MAHON PLUMBING | WORK CATEGORY: 1P; FINAL PLUMBING INSPECTION
PW20190929249 | 29-SEP-19 | 1927 |  | 22ND | AV |  | ISSUED | 29-SEP-19 | D & S LEONG ASSOCIATES | WORK CATEGORY: 2PB; PLUMBING WORK FOR 4 BATHROOM TUBS SHOWERS TOILETS LAVATORY WASHER/DRYER KITCHEN SINK LAUNDRY SINK CONDENSATE BOILER STORAGE WATER TANK PVC FLUE PIPE AND PEX-TUB RADIANT HEAT SYSTEM
PW20190929247 | 29-SEP-19 | 1578 |  | 45TH | AV |  | ISSUED | 29-SEP-19 | INFINITY PLUMBING & ROOTER | WORK CATEGORY: 1P; SEWER LINE REPLACEMENT FROM HOUSE TRAP TO THE HOUSE