## pissued_permits
PIDPMT# | APP_DATE | FST_N | LST_NO | STREET | ST_SFX | UNIT# | STATUS | STATUS_DATE | CONTRACTOR COMPANY | DESCRIPTION
PW20200901297 | 01-SEP-20 | 11 |  | 17TH | AV |  | ISSUED | 01-SEP-20 | ROS PLUMBING | WORK CATEGORY: 1P; INSTALL RADANT HEAT SYSTEM INSTALL BOILER INSTALL PEX INSTALL MANIFOLD
PW20200901285 | 01-SEP-20 | 244 |  | COLLINS | ST |  | COMPLETE | 03-SEP-20 | FLOW MASTERS PLUMBING INC | WORK CATEGORY: 1P; TO COMPLY WITH NOV # 202048522
PMW20200901286 | 01-SEP-20 | 2750 |  | GREENWICH | ST |  | COMPLETE | 14-SEP-20 | BLAZE FIREPLACES OF NO CAL | WORK CATEGORY: 1M; INSTALLING ONE FIREPLACE
PMW20200901294 | 01-SEP-20 | 424 |  | LINDEN | ST |  | COMPLETE | 24-SEP-20 | OKELL'S FIREPLACE | WORK CATEGORY: 1M; INSTALL A DIRECT VENT GAS FIREPLACE PER MANUAL SPECS. GAS LINE BY OTHERS.
PMW20200901293 | 01-SEP-20 | 175 |  | FRANCISCO | ST | 19 | ISSUED | 01-SEP-20 | OKELL'S FIREPLACE | WORK CATEGORY: 1M; INSTALL A DIRECT VENT GAS FIREPLACE PER MANUAL SPECS. GAS LINE BY OTHERS.
PW20200901308 | 01-SEP-20 | 2669 |  | MISSION | ST |  | ISSUED | 01-SEP-20 | MOONLIGHT PLUMBING | WORK CATEGORY: 6PA; TOILET AND HAND SINK IN (E) LOCATION WH MOP SINK HAND SINK 2 INDIRECT DRUMS IN NEW LOCATION
PP20200901876 | 01-SEP-20 | 70 |  | TERRA VISTA | AV |  | ISSUED | 03-SEP-20 | S L M DEVELOPMENT INC. | CONVERT 5 PARKING TO 6 UNITS (A-F). UNIT A B C & D: 1 BEDROOM 1 BATHROOM (SHOWER TUB) 1 KITCHEN. UNIT E & F: 2 BEDROOMS 1 BATHROOM (SHOWER TUB) 1 KITCHEN.
PW20200901307 | 01-SEP-20 | 777 |  | 06TH | AV |  | COMPLETE | 02-SEP-20 | J M PACIFIC BAY PLUMBING INC | WORK CATEGORY: 1P; 9 GAS LINE RELOCATING TO NEW LOCATIONS ; PINK TAG FOR PGE
PP20200901873 | 01-SEP-20 | 2450 |  | QUINTARA | ST |  | ISSUED | 03-SEP-20 | BETHEL CONSTRUCTION INC DBA AAA CONSTRUC | REMODEL OF (1) BATHROOM (5X10) AND KITCHEN (11 X15) IN KIND.
PP20200901872 | 01-SEP-20 | 3367 |  | 21ST | ST |  | ISSUED | 02-SEP-20 | BETHEL CONSTRUCTION INC DBA AAA CONSTRUC | REMODEL (1) BATHROOM 9X10 IN KIND.
PM20200901885 | 01-SEP-20 | 1681 |  | 10TH | AV |  | ISSUED | 02-SEP-20 | THE GREAT OCEAN GENERAL CONTRACTOR | INSTALL HYDRONIC RADIANT HEATING SYSTEM.
PW20200901279 | 01-SEP-20 | 1654 |  | PAGE | ST |  | ISSUED | 01-SEP-20 | TODD MORRIS FIRE PROTECTION INC. | WORK CATEGORY: 4PA; NFPA13R SPRINKLER SYSTEM BEING INSTALLED THROUGHOUT ENTIRE FIRST FLOOR.
PW20200901287 | 01-SEP-20 | 625 |  | GUERRERO | ST |  | COMPLETE | 08-SEP-20 | DUGGAN PLUMBING INC | WORK CATEGORY: 1P; FINAL PERMIT NUMBER PW20190429642.
PW20200901292 | 01-SEP-20 | 901 |  | CONNECTICUT | ST |  | COMPLETE | 16-SEP-20 | CA UNITED MECHANICAL INC | WORK CATEGORY: 8P; REPLACE LAARS BOILER MN# PW0250CN12CBACN SN# B01CA0008. NEW BOILER IS A LOCHINVAR MN# AWN200PM SN# 2027 119978360
PP20200901887 | 01-SEP-20 | 1226 |  | PAGE | ST |  | ISSUED | 03-SEP-20 | DOUBLE E D CONSTRUCTION INC | REMODEL 2 BATHROOMS AND 2 KITCHENS. ONE EACH ON UNIT 1 AND UNIT 2 ON THE 2ND FLOOR.
PP20200901878 | 01-SEP-20 | 170 | 172 | 10TH | AV |  | ISSUED | 04-SEP-20 | AURA FIRE SAFETY INC | RENEW PP20180816023.
PW20200901284 | 01-SEP-20 | 1045 |  | BAKER | ST |  | COMPLETE | 01-SEP-20 | ARB INC | WORK CATEGORY: 1P; GAS HOUSE LINE EXT
PP20200901880 | 01-SEP-20 | 2666 |  | MCALLISTER | ST |  | ISSUED | 04-SEP-20 | AURA FIRE SAFETY INC | INSTALL FIRE SPRINKLERS FOR AN ADU UNIT.
PP20200901881 | 01-SEP-20 | 2339 |  | CALIFORNIA | ST | 6 | ISSUED | 04-SEP-20 | CHENG CHANG CONSTRUCTION | REMODEL KITCHEN: REPLACE SINK & DISHWASHER.
PW20200901299 | 01-SEP-20 | 1520 |  | 06TH | AV |  | ISSUED | 01-SEP-20 | NORTH SOUTH PLUMBING INC. | WORK CATEGORY: 2PB; WE ARE INSTALLING TWO NEW BATHROOMS WITH SHOWER LAUNDRY PICKING UP RAINWATER SYSTEM NEW SEWER LATERAL WATER AND GAS WERE NEEDED.
PW20200901283 | 01-SEP-20 | 757 |  | ULLOA | ST |  | COMPLETE | 22-SEP-20 | PIPE SPY INC | WORK CATEGORY: 2PB; PERFORMING A SPOT REPAIR ON THE SEWER LATERAL
PW20200901301 | 01-SEP-20 | 1329 |  | BAY | ST | 0 | COMPLETE | 09-SEP-20 | HEISE'S PLUMBING | WORK CATEGORY: 1P; REPLACE WATER HEATER
PW20200901282 | 01-SEP-20 | 10 |  | STORRIE | ST |  | ISSUED | 01-SEP-20 | SMELLY MEL'S PLUMBING INC | WORK CATEGORY: 1P; SEWER REPAIR
PW20200901305 | 01-SEP-20 | 2315 |  | 38TH | AV |  | COMPLETE | 08-SEP-20 | WHISTLE PLUMBING | WORK CATEGORY: 1P; SEWER REPLACEMENT FROM FRONT OF GARAGE TO CURB-FACE APPROXIMATELY 25' 2' AT BUILDING 5' AT CURB FACE. WILL REPLACE PIPING WITH CAST IRON PIPE AND TRAP.
PW20200901288 | 01-SEP-20 | 100 |  | HOOPER | ST |  | COMPLETE | 09-SEP-20 | R L H FIRE PROTECTION INC | WORK CATEGORY: 4PB; ADD 37 UPRIGHT SPRINKLERS AND DELETE 1 UPRIGHT SPRINKLER.
PP20200901877 | 01-SEP-20 | 637 |  | POWELL | ST | 202 | ISSUED | 01-SEP-20 | ALVAS CONSTRUCTION | NEW FIXTURES IN KITCHEN & BATHROOM. R/R IN-KIND.
PW20200901303 | 01-SEP-20 | 2101 |  | SACRAMENTO | ST |  | ISSUED | 01-SEP-20 | CORNELY COMPANY | WORK CATEGORY: 8P; REMOVE AND REPLACE STEAM BOILER SN#5704 (BJOB 3692)
PMW20200901298 | 01-SEP-20 | 2601 |  | 17TH | AV |  | COMPLETE | 25-SEP-20 | OKELL'S FIREPLACE | WORK CATEGORY: 1M; INSTALL A DIRECT VENT GAS INSERT PER MANUAL SPECS. GAS LINE BY OTHERS.
PW20200901290 | 01-SEP-20 | 2580 |  | 14TH | AV |  | COMPLETE | 11-SEP-20 | CHRIS PLUMBING BAY AREA SERVICES CORP | WORK CATEGORY: 1P; MAINLINE REPLACEMENT
PMW20200901291 | 01-SEP-20 | 586 |  | 19TH | AV |  | ISSUED | 01-SEP-20 | CARY WING PLUMBING & FIRE PROTECTION INC | WORK CATEGORY: 1M; HEATING SYSTEM
PW20200901306 | 01-SEP-20 | 314 |  | UNION | ST |  | ISSUED | 01-SEP-20 | WHISTLE PLUMBING | WORK CATEGORY: 1P; THANKLESS WATER HEATER INSTALL GAS LINE UP-SIZE TO 1 1/4" 20' FROM METER TO FIXTURE.
PP20200901879 | 01-SEP-20 | 170 | 172 | 10TH | AV |  | ISSUED | 04-SEP-20 | AURA FIRE SAFETY INC | RENEW PP20160927359.
PMW20200901295 | 01-SEP-20 | 1587 |  | 34TH | AV |  | COMPLETE | 17-SEP-20 | OKELL'S FIREPLACE | WORK CATEGORY: 1M; INSTALL A DIRECT VENT INSERT PER MANUAL SPECS. GAS LINE BY OTHERS.
PW20200901304 | 01-SEP-20 | 251 |  | MINERVA | ST |  | COMPLETE | 08-SEP-20 | SUCCESS CONSTRUCTION | WORK CATEGORY: 1P; REPAIR AND REPLACE LEAK IN BATHROOM
PP20200901874 | 01-SEP-20 | 2519 |  | POLK | ST |  | ISSUED | 02-SEP-20 | IDEAL BUILDERS | KITCHEN BATHROOM POWDER ROOM AND LAUNDRY.
PP20200901882 | 01-SEP-20 | 2390 |  | 40TH | AV |  | ISSUED | 03-SEP-20 | ROWLAND CONSTRUCTION CO | REMODEL OF AND RENEW OF KITCHEN SINK DISHWASHER GAS STOVE.
PW20200901300 | 01-SEP-20 | 38 |  | BELCHER | ST | 2 | COMPLETE | 10-SEP-20 | BRIGHT IDEAS PLUMBING AND ROOTER | WORK CATEGORY: 1P; LAUNDRY DRAIN WASTE VENT AND HOT AND COLD WATERLINE.
PMW20200901296 | 01-SEP-20 | 136 |  | 27TH | AV |  | COMPLETE | 01-OCT-20 | OKELL'S FIREPLACE | WORK CATEGORY: 1M; INSTALL A DIRECT VENT GAS FIREPLACE PER MANUAL SPECS. GAS LINE BY OTHERS.
PW20200901281 | 01-SEP-20 | 490 |  | SOUTH VAN NESS | AV |  | COMPLETE | 11-SEP-20 | EGAN PLUMBING INC. | WORK CATEGORY: 11P; FINAL INSPECTION OF AN 85 UNIT APARTMENT BUILDING. PERMIT INCLUDES:FIXTURE INSPECTION / TCO / FINAL INSPECTION SIGH OFF
PW20200901302 | 01-SEP-20 | 2573 |  | 03RD | ST |  | ISSUED | 01-SEP-20 | PRO PLUMBING & FIRE SPRINKLER INC | WORK CATEGORY: 5P; PLUMBING FOR MEN'S AND WOMEN'S BATHROOMS AND MECHANICAL ROOMS. NEW WATER LINE GAS LINE AND SEWER LINES.
PP20200901886 | 01-SEP-20 | 2269 |  | WASHINGTON | ST |  | COMPLETE | 14-SEP-20 | MARQUINO TILE MARBLE CERAMIC & MOSAIC | UNIT 1: ONE SHOWER PAN.
PP20200901871 | 01-SEP-20 | 122 |  | TUCKER | AV |  | ISSUED | 02-SEP-20 | PATRICK CONSTRUCTION | SHOWER PAN
PP20200901884 | 01-SEP-20 | 1681 |  | 10TH | AV |  | ISSUED | 02-SEP-20 | THE GREAT OCEAN GENERAL CONTRACTOR | PLUMBING UPGRADE WORKS: INSTALL NEW COPPER PIPES THROUGH OUT THE HOUSE INSTALL WATER HEATER AND BOILER INSTALL WASHER AND DRYER INSTALL SHOWER PANS INSTALL TOILETS AND SINKS INSTALL NEW KITCHEN APPLIANCES. UNDERGROUND PLUMBING WORKS AND GAS LINE WORKS.
PW20200901280 | 01-SEP-20 | 2910 |  | VALLEJO | ST |  | COMPLETE | 08-SEP-20 | ROS PLUMBING | WORK CATEGORY: 2PB; INSTALL NEW SEWER INSTALL NEW HOUSE TRAP
PP20200901875 | 01-SEP-20 | 3665 |  | FILLMORE | ST |  | ISSUED | 03-SEP-20 | NORCAL PAINTING & REMODELING | UNIT 6: REMODEL BATHROOM CHANGE OUT BATHTUB OVERFLOW SHOWER VALVE VANITY AND TOILET.
PW20200901289 | 01-SEP-20 | 667 |  | 43RD | AV |  | COMPLETE | 16-SEP-20 | CHRIS PLUMBING BAY AREA SERVICES CORP | WORK CATEGORY: 1P; - MAINLINE REPLACEMENT
PP20200901883 | 01-SEP-20 | 301 |  | BUCHANAN | ST |  | ISSUED | 02-SEP-20 | KINGDOM PIPELINES INC | INSTALL EXTERNAL STORM DRAIN OUTSIDE OF BUILDING. BUILDING PERMIT 201908148760.
PP20200902889 | 02-SEP-20 | 44 |  | LUNADO | WY |  | ISSUED | 02-SEP-20 | FRISCO BAY CONSTRUCTION INC. | REMODEL KITCHEN. NEW FIXTURS. NEW FIXTURES IN BATHROOM INCLUDING PRE-FAB SHOWER PAN.
PW20200902340 | 02-SEP-20 | 219 |  | DOUGLASS | ST |  | COMPLETE | 15-SEP-20 | GARCIA PLUMBING AND MECHANICAL CO INC | WORK CATEGORY: 1P; NEW GAS SUPPLY FOR FUTURE OUTLET
PW20200902332 | 02-SEP-20 | 88 |  | GUY | PL | 201 | COMPLETE | 17-SEP-20 | J E BROWN CO MECHANICAL | WORK CATEGORY: 8P; REPLACEMENT OF SERIAL NUMBER A98CC0140 WITH A TELEDYNE LAARS MT2V0400 MIGHTY THERM BOILER.
PW20200902317 | 02-SEP-20 | 333 |  | HILL | ST |  | COMPLETE | 09-SEP-20 | O J TILE & GRANITE | WORK CATEGORY: 1P; NEW SHOWER PAN. THANKS.
PW20200902334 | 02-SEP-20 | 131 |  | STEUART | ST |  | ISSUED | 02-SEP-20 | H & M FIRE PROTECTION INC. | WORK CATEGORY: 4PB; FIRE SPRINKLER TENANT IMPROVEMENT AT BASEMENT.
PW20200902336 | 02-SEP-20 | 262 |  | FUNSTON | AV |  | COMPLETE | 10-SEP-20 | STARBOY PLUMBING INC. | WORK CATEGORY: 1P; HOUSE TRAP REPLACEMENT
PP20200902896 | 02-SEP-20 | 301 |  | JUNIPERO SERRA | BL |  | COMPLETE | 09-SEP-20 | A M ROCCA INC. | INSTALL SINK FOR NEW KITCHENENETTE. PA202006269202.
PP20200902888 | 02-SEP-20 | 27 |  | RIVERTON | DR |  | ISSUED | 02-SEP-20 | BAI YUAN LI | REMODEL (E) BATHROOM ON G/F WITH SHOWER.
PP20200902894 | 02-SEP-20 | 4150 |  | 17TH | ST | 17 | ISSUED | 03-SEP-20 | SKYLIGHT TOOLS INC | UNIT 17: 3 BATH REMODEL WITH NO CHANGES TO LAYOUT. BATH 1: REMOVE AND REPLACE DOUBLE VANITY STANDING SHOWER FIXTURES AND TOILET. BATH 2: REMOVE AND REPLACE SINGLE VANITY SHOWER/TUB COMBO AND TOILET. BATH 3: REMOVE AND REPLACE VANITY STANDING SHOWER AND FIXTURES AND TOILET.
PP20200902899 | 02-SEP-20 | 661 |  | ELLSWORTH | ST |  | ISSUED | 04-SEP-20 | VECTOR CONSTRUCTION INC. | UNDER GROUND AND ROUGH PLUMBING FOR NEW GROUND FLOOR BATHROOM TO INCLUDE 1 TOILET 1 BATHTUB AND NEW SINK.
PW20200902339 | 02-SEP-20 | 161 |  | WEST PORTAL | AV |  | COMPLETE | 14-SEP-20 | FAULT LINE PLUMBING INC | WORK CATEGORY: 11P; REMOVAL OF BACKFLOW PREVENTION DEVICE DUE TO THE STORE BEING ABANDONED
PW20200902330 | 02-SEP-20 | 575 |  | PIERCE | ST |  | ISSUED | 02-SEP-20 | KWONG ASSOCIATES | WORK CATEGORY: 2PA; REMODEL KITCHEN AND BATHROOM.
PW20200902324 | 02-SEP-20 | 101 |  | MISSION | ST |  | ISSUED | 02-SEP-20 | CA UNITED MECHANICAL INC | WORK CATEGORY: 5P; 2 NEW SINKS 2 REMOVE AND REPLACE SINKS KITCHEN
PM20200902897 | 02-SEP-20 | 1439 |  | 20TH | AV |  | ISSUED | 04-SEP-20 | D & W HVAC INC. | GAS FURNACE.
PW20200902310 | 02-SEP-20 | 710 |  | HAYES | ST |  | ISSUED | 02-SEP-20 | CARY WING PLUMBING & FIRE PROTECTION INC | WORK CATEGORY: 4PA; FIRE SPRINKLER SYSTEM
PW20200902320 | 02-SEP-20 | 348 |  | HAZELWOOD | AV |  | COMPLETE | 08-SEP-20 | ADALBERTO CARDENAS | WORK CATEGORY: 1P; INSTALLING A SHOWER PAN
PW20200902311 | 02-SEP-20 | 566 |  | BUSH | ST | 0 | ISSUED | 02-SEP-20 | CITY MECHANICAL INC | WORK CATEGORY: 5P; PROVIDE PIPING MODIFICATIONS FOR ADA HEIGHTS AND CLEARANCES TO EXISTING MEN AND WOMEN¿S RESTROOMS. ROUGH-IN FOR NEW HI-LOW DRINKING FOUNTAIN WITH BOTTLE FILLER. PROVIDE TWO CLEAN-OUTS TO GRADE BY ELEVATOR. RELOCATE EXISTING BAR PIPING APPROXIMATELY 5 FEET CLOSER TO EXISTING WALL. PROVIDE NEW WASTE VENT HOT AND COLD WATER FOR NEW BACK KITCHEN EQUIPMENT CONNECTING TO EXISTING BUILDING UTILITIES.
PW20200902312 | 02-SEP-20 | 1098 |  | PAGE | ST | 201 | COMPLETE | 11-SEP-20 | IN & OUT DRAIN CLEANING INC. | WORK CATEGORY: 2PB; REPLACE GAS LINE TO METER TO HOUSE CONNECTION ( FIXTURES)
PW20200902321 | 02-SEP-20 | 1631 |  | 22ND | AV |  | ISSUED | 02-SEP-20 | MADDEN PLUMBING LLC | WORK CATEGORY: 2PA; ROUGH IN AND TRIM OUT KITCHEN IN EXISTING LOCATION GAS TO FIREPLACE NEW ROOF AND OVERFLOW DRAIN AT DECK
PM20200902898 | 02-SEP-20 | 2998 |  | SAN JOSE | AV |  | ISSUED | 04-SEP-20 | FRESCHI AIR SYSTEMS INC DBA SERVICE EXPE | REPLACE TWO ROOF MOUNTED PACKAGE UNITS. LIKE FOR LIKE SAME LOCATION.
PP20200902890 | 02-SEP-20 | 609 |  | WALLER | ST |  | ISSUED | 02-SEP-20 | SKYLOR CONSTRUCTION DBA SKYCORE CONSTR | BATHROOM REMODELING. NEW FIXTURS. REMOVE TUB AND PUT IN PRE-FAB SHOWER PAN.
PW20200902315 | 02-SEP-20 | 1098 |  | PAGE | ST | 301 | COMPLETE | 24-SEP-20 | IN & OUT DRAIN CLEANING INC. | WORK CATEGORY: 2PB; REPLACE GAS LINE TO METER TO HOUSE CONNECTION (FIXTURES)
PW20200902313 | 02-SEP-20 | 409 |  | PAGE | ST |  | ISSUED | 02-SEP-20 | DANIEL LARRATT PLUMBING INC | WORK CATEGORY: 2PB; UNDERGROUND STORM DRAIN PIPING
PP20200902893 | 02-SEP-20 | 325 |  | CHINA BASIN | ST | 314 | ISSUED | 03-SEP-20 | SKYLIGHT TOOLS INC | 314: COSMETIC BATHROOM AND KITCHEN REMODEL. BATHROOM-REPLACE EXISTING DOUBLE VANITY SHOWER FIXTURES AND TOILET IN SAME LOCATION. KITCHEN-INSTALL NEW SINK DW IN EXISTING LOCATION. KEEP EXISTING FRIDGE.
PW20200902328 | 02-SEP-20 | 49 |  | GEARY | ST |  | COMPLETE | 11-SEP-20 | DUNNE PLUMBING | WORK CATEGORY: 1P; INSTALL WATERLINE FOR REFRIGERATOR/ICE MAKER
PW20200902314 | 02-SEP-20 | 1098 |  | PAGE | ST | 401 | COMPLETE | 24-SEP-20 | IN & OUT DRAIN CLEANING INC. | WORK CATEGORY: 2PB; REPLACE GAS LINE TO METER TO HOUSE CONNECTIONS (FIXTURES)
PMW20200902318 | 02-SEP-20 | 475 |  | SANSOME | ST |  | COMPLETE | 11-SEP-20 | ALLIED HEATING & AIR CONDITINING | WORK CATEGORY: 5M; FCU AND WSHP MECHANICAL PIPING
PW20200902316 | 02-SEP-20 | 35 |  | LA GRANDE | AV | 0 | ISSUED | 02-SEP-20 | LUTZ PLUMBING INC | WORK CATEGORY: 1P; STEAM SHOWER INSTALLATION
PW20200902329 | 02-SEP-20 | 2818 |  | 23RD | ST |  | COMPLETE | 10-SEP-20 | S D PLUMBING INC | WORK CATEGORY: 1P; KITCHEN REMODEL FIXTURES REMAIN IN ORIGINAL LOCATION: ROUGH-IN & TRIM OUT DRAIN/ VENT/ WATERS FOR KITCHEN SINK ICE MAKER GAS FOR RANGE.
PMW20200902309 | 02-SEP-20 | 1746 |  | REVERE | AV |  | ISSUED | 02-SEP-20 | AK MECHANICAL | WORK CATEGORY: 2M ; RELOCATION OF EXISTING FURNACE TO MECHANICAL ROOM.. INSTALLATION OF A NEW FURNACE IN THE GARAGE.
PW20200902338 | 02-SEP-20 | 415 |  | BUCHANAN | ST | 0 | COMPLETE | 14-SEP-20 | FAULT LINE PLUMBING INC | WORK CATEGORY: 11P; INSTALLATION OF BACKFLOW DEVICE FOR FIRE SYSTEM
PW20200902322 | 02-SEP-20 | 1177 |  | CALIFORNIA | ST | 1712 | ISSUED | 02-SEP-20 | MICHAEL RANGEL'S PLUMBING | WORK CATEGORY: 1P; INSTALL SHOWER VALVE AND DRAIN
PW20200902331 | 02-SEP-20 | 990 |  | BAY | ST | 0 | ISSUED | 02-SEP-20 | KWONG ASSOCIATES | WORK CATEGORY: 2PA; REMODEL KITCHEN AND BATHROOM.
PW20200902323 | 02-SEP-20 | 1950 |  | CLAY | ST |  | COMPLETE | 18-SEP-20 | PRIBUSS ENGINEERING INC | WORK CATEGORY: 8P; JC5014 - REMOVE EXISTING PEERLESS STEAM BOILER MODEL LC-06-W/S SN: 011511-0798 AND 119 GALLON DHW STORAGE TANK. INSTALL NEW PEERLESS LC-06 AND 119 GALLON DHW STORAGE TANK. REARRANGE BOILER ROOM PIPING AS NEEDED FOR COMPLETE INSTALLATION.
PW20200902326 | 02-SEP-20 | 181 |  | COLLEGE | AV |  | ISSUED | 02-SEP-20 | NIGEL MULGREW PLUMBING INC. | WORK CATEGORY: 1P; BATHROOM REMODEL
PP20200902895 | 02-SEP-20 | 827 |  | KEARNY | ST | 0 | ISSUED | 24-SEP-20 | AZUL WORKS INC. | INSTALLING A 8 INCH VCP SEWER LATERAL THAT CONNECTS TO A 16 INCH SS MAIN. INSTALLING A 8X6 WYE NEAR THE FACE OF CURB (2) 6 INCH P-TRAPS AND (2) 4 INCH VENTS ON THE SIDEWALK.
PMW20200902325 | 02-SEP-20 | 219 |  | DOUGLASS | ST |  | ISSUED | 02-SEP-20 | OKELL'S FIREPLACE | WORK CATEGORY: 1M; INSTALL A DIRECT VENT GAS INSERT PER MANUAL SPECS. GAS LINE BY OTHERS.
PW20200902319 | 02-SEP-20 | 2175 |  | 35TH | AV |  | COMPLETE | 10-SEP-20 | ACE PLUMBING & ROOTER | WORK CATEGORY: 1P; SEWER REPAIR
PMW20200902333 | 02-SEP-20 | 1859 |  | BROADWAY | * | 0 | COMPLETE | 17-SEP-20 | ORTIZ HEATING AND AIR CONDITIONING INC | WORK CATEGORY: 1M; INSTALL DRYER BOOSTER FAN AND ELECTRICAL.
PW20200902335 | 02-SEP-20 | 131 |  | STEUART | ST |  | ISSUED | 02-SEP-20 | H & M FIRE PROTECTION INC. | WORK CATEGORY: 4PB; FIRE SPRINKLER TENANT IMPROVEMENT IN BASEMENT.
PW20200902337 | 02-SEP-20 | 58 |  | BRIDGEVIEW | DR |  | ISSUED | 02-SEP-20 | HYDRO FLOW SYSTEMS INC | WORK CATEGORY: 2PB; RADIANT FLOOR HEAT FOR FULL HOUSE BASEMENT IN SLAB QUICK TRAC AND WHAT EXCHANGE PLATERS BOILER ROOM WITH STORAGE TANK. INTAKE AND FLU EXHAUST
PP20200902892 | 02-SEP-20 | 3516 |  | SACRAMENTO | ST |  | COMPLETE | 04-SEP-20 | ECONOMY PLUMBING | AMEND THE PERMIT PW20200824064 WITH JOB DESCRIPTION: REPAIR WATER LINE AND ADD THE SINK.
PP20200902891 | 02-SEP-20 | 118 |  | NORIEGA | ST |  | ISSUED | 03-SEP-20 | BETHEL CONSTRUCTION INC DBA AAA CONSTRUC | REMODEL BATHROOM 8X7 AND KITCHEN 7X8 IN KIND.
PMW20200902327 | 02-SEP-20 | 443 |  | CASTRO | ST |  | ISSUED | 02-SEP-20 | CALIFORNIA ENVIRONMENTAL SYSTEMS INC | WORK CATEGORY: 5M; REPLACE EXISTING HVAC ROOFTOP UNIT WITH A NEW HVAC UNIT OF SAME CAPACITY.
PP20200903910 | 03-SEP-20 | 5701 |  | 03RD | ST |  | ISSUED | 24-SEP-20 | SAN FRANCISCO REC AND PARK | REMOVE BOILER SERIAL #58270 AND INSTALL NEW BOILERS SERIAL #'S SL40-399G3-04540 AND SL40-399G3-04300 AND PT0041382.
PW20200903351 | 03-SEP-20 | 1045 |  | CAPP | ST |  | ISSUED | 03-SEP-20 | BAYVIEW PLUMBING | WORK CATEGORY: 3PB; #0 UNIT RESIDENTIAL BUILDING RENOVATION. PROJECT TO BE DONE IN MULTIPLE PHASES. EACH UNIT CONSISTS OF ONE KITCHEN AND ONE FULL BATHROOM.
PW20200903372 | 03-SEP-20 | 801 |  | RANDOLPH | ST |  | ISSUED | 03-SEP-20 | SHING PLUMBING COMPANY | WORK CATEGORY: 1P; REPLACE WATER SERVICE PIPE FROM METER TO GARAGE.
PW20200903347 | 03-SEP-20 | 1282 |  | VALLEJO | ST |  | ISSUED | 03-SEP-20 | F W H ACQUISITION CO LLC DBA FAST WATER | WORK CATEGORY: 1P; REMOVE/REPLACE GAS WATER HEATER
PW20200903358 | 03-SEP-20 | 1439 |  | 20TH | AV |  | ISSUED | 03-SEP-20 | R & D CONSTRUCTION CO INC | WORK CATEGORY: 2PB; TO BRING ALL PLUMBING WORKS UP TO CURRENT CODE FOR ALL INTERIOR OF THE HOUSE. 3 SHOWER PANS AS WELL
PW20200903365 | 03-SEP-20 | 101 |  | HENRY ADAMS | ST |  | COMPLETE | 23-SEP-20 | MATRIX HG INC | WORK CATEGORY: 8P; REPLACE EXISTING HEATING HOT WATER BOILERS FOR BUILDING. PLUMBING PORTION IS THE CONDENSATE DRAIN LINES ON BOILERS
PP20200903914 | 03-SEP-20 | 798 |  | ELIZABETH | ST | 0 | ISSUED | 10-SEP-20 | BAY HOME REMODELING | UPGRADE EXISTING KITCHEN PLUMBING LIKE FOR LIKE.
PMW20200903349 | 03-SEP-20 | 2783 |  | BRYANT | ST |  | ISSUED | 03-SEP-20 | AIR FLOW PRO'S | WORK CATEGORY: 1M; CHANGEOUT OF FURNACE AND AC
PM20200903903 | 03-SEP-20 | 198 |  | BRADFORD | ST |  | ISSUED | 04-SEP-20 | BASSAD INC./DBA: EVERLAST CONSTRUCTION | BATHROOM REMODELING-INSTALL EXHAUST FAN. INSTALL HVAC: INSTALL FURNACE AND/ OR COIL. UNIT SIZE TO BE DETERMINED BY SQUARE FOOTAGE OF HOUSE (5TON).
PM20200903912 | 03-SEP-20 | 2106 |  | SCOTT | ST |  | ISSUED | 04-SEP-20 | FRESCHI AIR SYSTEMS INC DBA SERVICE EXPE | REMOVE AND REPLACE FURNACE LIKE FOR LIKE SAME LOCATION. DUCT REPLACEMENT MORE THAN 40FT.
PW20200903354 | 03-SEP-20 | 390 |  | 29TH | AV |  | COMPLETE | 11-SEP-20 | PROMPT PLUMBING SERVICES | WORK CATEGORY: 1P; INSTALL NEW LAUNDRY DRAIN AND WATER LINE. AN ADDING A 3-GALLON ELECTRIC WATER HEATER.
PW20200903373 | 03-SEP-20 | 2050 |  | 18TH | AV |  | ISSUED | 03-SEP-20 | J M PACIFIC BAY PLUMBING INC | WORK CATEGORY: 1P; 1 FULL KITCHEN 1 FULL BATHROOM AND 1 POWDER ROOM ; PARTIAL PLUMBING RELOCATION
PP20200903906 | 03-SEP-20 | 2109 |  | 23RD | ST | 0 | ISSUED | 04-SEP-20 | BAY HOME REMODELING | BATHROOM REMODEL LIKE FOR LIKE. CONVERT BATHTUB TO WALK IN SHOWER.
PM20200903915 | 03-SEP-20 | 798 |  | ELIZABETH | ST | 0 | ISSUED | 10-SEP-20 | BAY HOME REMODELING | REPLACING KITCEHN FAN AND VENT. DUCT WORK TO OUTSIDE OF THE HOUSE.
PW20200903345 | 03-SEP-20 | 3026 |  | GOUGH | ST |  | COMPLETE | 30-SEP-20 | F W H ACQUISITION CO LLC DBA FAST WATER | WORK CATEGORY: 1P; REMOVE/REPLACE GAS WATER HEATER
PMW20200903367 | 03-SEP-20 | 538 |  | 29TH | ST |  | COMPLETE | 09-SEP-20 | SHANE O'MALLEY DBA GREENFLOW HVAC | WORK CATEGORY: 1M; REPLACE EXISTING FURNACE AND DUCTING IN GARAGE
PW20200903344 | 03-SEP-20 | 458 |  | LIBERTY | ST |  | COMPLETE | 09-SEP-20 | SDP PLUMBING INC DBA MR. ROOTER PLUMBING | WORK CATEGORY: 1P; NEW HOUSE TRAP AND SEWER LATERAL.
PW20200903357 | 03-SEP-20 | 194 |  | JULES | AV |  | COMPLETE | 08-SEP-20 | ALL PRO REPIPES INC | WORK CATEGORY: 2PA; REPIPE DUPLEX WITH COPPER PIPE
PW20200903374 | 03-SEP-20 | 302 |  | GREENWICH | ST |  | COMPLETE | 15-SEP-20 | SHING PLUMBING COMPANY | WORK CATEGORY: 1P; INSTALL A SHOWER PAN
PP20200903902 | 03-SEP-20 | 198 |  | BRADFORD | ST |  | ISSUED | 04-SEP-20 | BASSAD INC./DBA: EVERLAST CONSTRUCTION | KITCHEN REMODELING.UPGRADE PLUMBING IN THE BATHROOM: CONVERT TUB TO A WALKING SHOWER. INSTALL WATER SHUT OFF VALVE.
PM20200903918 | 03-SEP-20 | 1783 | 1785 | 08TH | AV |  | ISSUED | 04-SEP-20 | D & W HVAC INC. | TWO GAS FURNACE AND TWO A/C.
PP20200903913 | 03-SEP-20 | 1772 |  | LA SALLE | AV |  | ISSUED | 05-SEP-20 | PARTEE CONSTRUCTION CO | INSTALL KITCHEN SINK FAUCET ALTER GAS LINE ONTO KITCHEN CABINET. GAS TEST.
PW20200903343 | 03-SEP-20 | 1541 |  | SACRAMENTO | ST |  | COMPLETE | 22-SEP-20 | DEMAKAS PLUMBING & HEATING INC | WORK CATEGORY: 8P; REMOVE OLD STEAM BOILER S/N A82-248 AND REPLACE WITH NEW.
PM20200903917 | 03-SEP-20 | 437 |  | ELLSWORTH | ST |  | ISSUED | 04-SEP-20 | D & W HVAC INC. | GAS FURNACE.
PW20200903350 | 03-SEP-20 | 28 |  | ALLISON | ST |  | COMPLETE | 11-SEP-20 | BRIGHT IDEAS PLUMBING AND ROOTER | WORK CATEGORY: 1P; EXPIRED PERMIT DUE PANDEMIC CORRECTION FROM OLD PERMIT PP20190830970. NEED HOSE BIB FOR THE NEW WATER LINE.
PP20200903907 | 03-SEP-20 | 157 |  | WHITTIER | ST |  | ISSUED | 03-SEP-20 | TIANDA CONSTRUCTION INC | REMODEL (E) BATHROOM ON 2/F.
PMW20200903368 | 03-SEP-20 | 615 |  | HAYES | ST |  | ISSUED | 03-SEP-20 | SHANE O'MALLEY DBA GREENFLOW HVAC | WORK CATEGORY: 1M; REPLACE EXISTING FURNACE AND DUCTING IN GARAGE
PW20200903362 | 03-SEP-20 | 1170 |  | HARRISON | ST |  | COMPLETE | 04-SEP-20 | GORMAN PIPELINE INC | WORK CATEGORY: 1P; 2 = 8" HOUSE TRAPS IN SIDEWALK AREA ON BERWICKS PLACE SIDE OF 170 HARRISON STREET
PW20200903369 | 03-SEP-20 | 4326 |  | CABRILLO | ST |  | ISSUED | 03-SEP-20 | DANNY CHEN | WORK CATEGORY: 1P; 3 BATHROOMS KITCHEN WATER HEATER LAUNDRY
PW20200903346 | 03-SEP-20 | 207 |  | SAN JUAN | AV |  | ISSUED | 03-SEP-20 | F W H ACQUISITION CO LLC DBA FAST WATER | WORK CATEGORY: 1P; REMOVE/REPLACE GAS WATER HEATER
PW20200903341 | 03-SEP-20 | 302 |  | UNIVERSITY | ST |  | ISSUED | 03-SEP-20 | PROJECT CONTRACTOR INC | WORK CATEGORY: 4PA; INSTALLATION OF (38) FIRE SPRINKLERS THROUGHOUT THE BUILDING. ACCORDING TO APP#2020 0827 2806 PER NFPA 13D & UNDERGROUND PIPING PER NFPA 24 (TRENCH BACKFILL & SIDEWALK REPAIR BY SEPARATE PERMIT)
PMW20200903355 | 03-SEP-20 | 3343 |  | JACKSON | ST |  | ISSUED | 03-SEP-20 | ACW MECHANICAL OF NO CA/CONTRA COSTA HEA | WORK CATEGORY: 1M; REPLACE FURNACE IN EXISTING LOCATION IN GARAGE WITH LENNOX EL296UH070XV36B
PW20200903352 | 03-SEP-20 | 3442 |  | 21ST | ST |  | ISSUED | 03-SEP-20 | CARY WING PLUMBING & FIRE PROTECTION INC | WORK CATEGORY: 4PA; FIRE SPRINKLER SYSTEM
PW20200903342 | 03-SEP-20 | 3555 |  | CESAR CHAVEZ | ST |  | COMPLETE | 09-SEP-20 | ANDERSON ROWE & BUCKLEY INC. | WORK CATEGORY: 8P; DOMESTIC BOILER AND MECHANICAL BOILER IN BASEMENT
PW20200903364 | 03-SEP-20 | 302 |  | FOLSOM | ST |  | ISSUED | 03-SEP-20 | PRIBUSS ENGINEERING INC | WORK CATEGORY: 5P; JC5006 - FURNISH AND INSTALL (2) WATER CLOSET (3) LAVATORIES (1) DRINKING FOUNTAIN (1) BREAK ROOM SINK (1) 10-GALLON ELECTRIC WATER HEATER AND (1) MOP SINK.
PW20200903353 | 03-SEP-20 | 123 |  | CUVIER | ST |  | COMPLETE | 09-SEP-20 | SAN FRANCISCO PLUMBING CO | WORK CATEGORY: 1P; INSTALLING HOUSE-TRAP & SECTION OF PIPE.
PMW20200903371 | 03-SEP-20 | 1364 |  | PAGE | ST | 0 | ISSUED | 03-SEP-20 | ZH MECHANICAL INC | WORK CATEGORY: 1M; INSTALL NEW FURNACE FOR UNIT #1
PW20200903359 | 03-SEP-20 | 177 |  | DAY | ST |  | ISSUED | 03-SEP-20 | ORAN PLUMBING CORP | WORK CATEGORY: 2PB; NEW PLUMBING FOR THREE BATHROOMS NEW LAUNDRY KITCHEN SINK AREA DRAINS NEW HOUSE TRAP
PW20200903363 | 03-SEP-20 | 1111 |  | 08TH | ST |  | COMPLETE | 16-SEP-20 | PRIBUSS ENGINEERING INC | WORK CATEGORY: 11P; WW1822 - DISCONNECT AND REMOVE 6" WILKINS MODEL NO 975 DA SERIAL NO 00730 & 3/4" WILKINS MODEL NO 975XL SERIAL NO 721461. SUPPLY AND INSTALL NEW 6" WILKINS DCDA WITH 3/4" BYPASS BACKFLOW.
PM20200903901 | 03-SEP-20 | 6446 |  | GEARY | BL | 0 | ISSUED | 04-SEP-20 | BASSAD INC./DBA: EVERLAST CONSTRUCTION | #3: BATHROOM REMODELING-INSTALL EXHAUST FAN.
PP20200903909 | 03-SEP-20 | 100 |  | MARTIN LUTHER KING JR | DR |  | ISSUED | 24-SEP-20 | SAN FRANCISCO REC AND PARK | REMOVE BOILER SERIAL #PT0041382
PW20200903361 | 03-SEP-20 | 1351 |  | STOCKTON | ST | 0 | COMPLETE | 15-SEP-20 | BAY CITY BOILER & ENGINEERING CO. INC. | WORK CATEGORY: 8P; SUPPLY AND INSTALL NEW WATER HEAT AS EXISTING. REMOVE EXISTING UNIT MODEL# HD-201 SERIAL # 1404376535
PW20200903360 | 03-SEP-20 | 273 |  | PAGE | ST |  | ISSUED | 03-SEP-20 | ARCH PLUMBING INC | WORK CATEGORY: 2PB; COMPLETE REMODEL OF EXISTING HOME.ADDITION OF ADU IN LOWER LEVEL
PM20200903905 | 03-SEP-20 | 2109 |  | 23RD | ST | 0 | ISSUED | 04-SEP-20 | BAY HOME REMODELING | REPLACING BATHROOM FAN.
PW20200903356 | 03-SEP-20 | 448 |  | CORBETT | AV |  | ISSUED | 03-SEP-20 | DELEON PLUMBING | WORK CATEGORY: 1P; 1 SHOWER PAN.
PP20200903900 | 03-SEP-20 | 6446 |  | GEARY | BL | 0 | ISSUED | 04-SEP-20 | BASSAD INC./DBA: EVERLAST CONSTRUCTION | #3: CONVERT TUB TO A WALK IN SHOWER.
PP20200903911 | 03-SEP-20 | 145 |  | BRODERICK | ST | 202 | REINSTATED | 14-SEP-20 | SUPERB BUILDERS INC | 202: ONE BATHROOM IN KIND NEW PLUMBING FIXTURES NEW SHOWER PAN.
PP20200903908 | 03-SEP-20 | 55 |  | HERMANN | ST |  | ISSUED | 05-SEP-20 | YIU'S CONSTRUCTION CO | UNIT #204: REPLACE SINK TOILET AND FAUCET IN BATHROOM. REPLACE KITCHEN APPLIANCES.
PP20200903904 | 03-SEP-20 | 195 |  | 07TH | ST | 101 | ISSUED | 04-SEP-20 | UNTITLED LABS INC | 101: IN KIND FULL BATHROOM RENOVATION. MEASUREMENTS 93"X92". NEW FLOORING VANITY AND FIXTURES. REMOVING TUB/SHOWER COMBO AND REPLACING WITH STANDUP SHOWER.
PW20200903348 | 03-SEP-20 | 2 |  | WAWONA | ST |  | COMPLETE | 15-SEP-20 | DISCOUNT PLUMBING CO | WORK CATEGORY: 1P; SEWER LATERAL REPLACEMENT FROM STRUCTURE TO HOUSE TRAP NEXT TO STREET CURB.
PW20200903370 | 03-SEP-20 | 333 |  | EL CAMINO DEL MAR | * |  | ISSUED | 03-SEP-20 | FIRE GUARD PROTECTION INC. | WORK CATEGORY: 4PA; INSTALL FIRE SPRINKLER SYSTEM IN ALL FLOORS PER NFPA-13R SYSTEM .
PW20200903366 | 03-SEP-20 | 1400 |  | GEARY | BL |  | ISSUED | 03-SEP-20 | HYLAND TILE & MARBLE INC | WORK CATEGORY: 2PA; INSTALLING A SHOWER PAN
PP20200904931 | 04-SEP-20 | 2171 |  | PACIFIC | AV | 403 | ISSUED | 09-SEP-20 | PS2 INC | NEW FIXTURES IN-KIND IN SAME LOCATIONS. R/R TUB/SHOWER. INSTALL WASHER/DRYER IN (E) CLOSET.
PP20200904936 | 04-SEP-20 | 1922 |  | 47TH | AV |  | ISSUED | 04-SEP-20 | GARY LIU | RECONFIGURE BATHROOM ON G/F.
PM20200904937 | 04-SEP-20 | 1922 |  | 47TH | AV |  | ISSUED | 04-SEP-20 | GARY LIU | RELOCATE FURNACE.
PP20200904920 | 04-SEP-20 | 510 |  | STOCKTON | ST | 2 | ISSUED | 09-SEP-20 | PS2 INC | NEW FIXTURES IN-KIND IN SAME LOCATIONS. R/R TUB/SHOWER. INSTALL WASHER/DRYER IN (E) CLOSET.
PM20200904923 | 04-SEP-20 | 55 |  | SANTA PAULA | AV |  | ISSUED | 23-SEP-20 | EVERSON DAVID PEREZ | 1 NEW FURNACE 1 KITCHEN HOOD 3 EXHAUST FANS.
PW20200904390 | 04-SEP-20 | 149 |  | LEESE | ST |  | COMPLETE | 11-SEP-20 | JOSEPH TINSLEY PLUMBING | WORK CATEGORY: 1P; COPPER WATER MAIN REPAIR
PW20200904384 | 04-SEP-20 | 39 |  | BRIDGEVIEW | DR |  | ISSUED | 04-SEP-20 | BAY HYDRONIC | WORK CATEGORY: 2PA; RADIANT HEAT INSTALLATION
PP20200904922 | 04-SEP-20 | 55 |  | SANTA PAULA | AV |  | ISSUED | 23-SEP-20 | EVERSON DAVID PEREZ | 3 BATHROOMS 1 LAUNDRY ROOM 1 KITCHEN 1 NEW TANKLESS WATER HEATER.
PP20200904926 | 04-SEP-20 | 510 |  | STOCKTON | ST | 9 | ISSUED | 09-SEP-20 | PS2 INC | NEW FIXTURES IN-KIND IN SAME LOCATIONS. R/R TUB/SHOWER. INSTALL WASHER/DRYER IN (E) CLOSET.
PW20200904381 | 04-SEP-20 | 2164 |  | BEACH | ST |  | COMPLETE | 25-SEP-20 | C R REICHEL ENGINEERING | WORK CATEGORY: 8P; NEW STEAM BOILER AND BACKFLOW DEVICE. OLD BOILER WITH SERIAL NUMBER 220850 HAS BEEN REMOVED.
PW20200904377 | 04-SEP-20 | 101 |  | CALIFORNIA | ST |  | ISSUED | 04-SEP-20 | AYOOB & PEERY PLUMBING | WORK CATEGORY: 4PB; 44TH FLOOR: ADD (4) RELOCATE (214) AND PLUG (29) SPRINKLERS PER T.I. JOB#: 20-661
PW20200904389 | 04-SEP-20 | 21 |  | ROANOKE | ST |  | COMPLETE | 10-SEP-20 | SUGAR BEAR PLUMBING | WORK CATEGORY: 1P; SEWER AND HOUSE TRAP REPLACEMENT
PW20200904391 | 04-SEP-20 | 2765 |  | FILBERT | ST |  | ISSUED | 04-SEP-20 | JOE WATTERSON PLUMBING | WORK CATEGORY: 2PB; INSTALL UNDERGROUND PLUMBING FOR NEW BASEMENT LEVEL BATHROOM KITCHEN AND EXCISTING PLUMBING
PW20200904385 | 04-SEP-20 | 783 |  | BUENA VISTA WEST | AV |  | COMPLETE | 09-SEP-20 | ALVAREZ CONSTRUCTION & TILE INC | WORK CATEGORY: 1P; INSTALLATION OF TWO SHOWER PANS
PP20200904932 | 04-SEP-20 | 1429 | 1431 | OAK | ST | 0 | ISSUED | 05-SEP-20 | MDR CONSTRUCTION | RENEW PP20181221718.
PW20200904380 | 04-SEP-20 | 196 |  | RANDALL | ST |  | ISSUED | 04-SEP-20 | JIMENEZ CONSTRUCTION SF INC | WORK CATEGORY: 2PA; COMPLETE KITCHEN REMODEL IN SAME CONFIGURATION. REPLACE EXISTING PLUMBING AS NEED IT INCLUDING BUT NOT LIMITED TO DRAIN WATER GAS DWV.
PP20200904929 | 04-SEP-20 | 2171 |  | PACIFIC | AV | 401 | ISSUED | 09-SEP-20 | PS2 INC | NEW FIXTURES IN-KIND IN SAME LOCATIONS. R/R TUB/SHOWER. INSTALL WASHER/DRYER IN (E) CLOSET.
PW20200904378 | 04-SEP-20 | 466 |  | PARIS | ST |  | COMPLETE | 17-SEP-20 | GAGNE BROS. DBA BENJAMIN FRANKLIN PLUMBI | WORK CATEGORY: 1P; SEWER REPLACMENT FROM HOUSE TRAP TO BACK OF HOUSE.
PW20200904386 | 04-SEP-20 | 1715 |  | MCALLISTER | ST |  | COMPLETE | 25-SEP-20 | GUCHO PLUMBING | WORK CATEGORY: 1P; REPAIR/REPLACE UNDERGROUND MAIN SEWER PIPE
PMW20200904387 | 04-SEP-20 | 2506 |  | FILBERT | ST |  | COMPLETE | 22-SEP-20 | KEVEL HOME PERFORMANCE | WORK CATEGORY: 1M; INSTALL SPLIT AC SYSTEM ON EXISTING HIGH EFFICIENCY FORCED AIR FURNACE
PP20200904940 | 04-SEP-20 | 2611 |  | CALIFORNIA | ST | 0 | ISSUED | 05-SEP-20 | A & M PLUMBING | AMENDMENT TO PW20200624452 TO CORRECT THE ADDRESS. THE CORRECT ADDRESS IS 2611 CALIFORNIA ST.
PP20200904939 | 04-SEP-20 | 314 |  | TWIN PEAKS | BL |  | ISSUED | 08-SEP-20 | RODG CONSTRUCTION INC | SHOWER PAN UPGRADING TOILET REPLACED IN SAME LOCATION.
PP20200904942 | 04-SEP-20 | 245 |  | WILDE | AV |  | ISSUED | 09-SEP-20 | GREEN BAY REMODELING INC | FULL KITCHEN AND BATHROOM REMODEL.
PP20200904935 | 04-SEP-20 | 1434 |  | LA PLAYA | * |  | ISSUED | 05-SEP-20 | SKYLIGHT TOOLS INC | SINGLE BATHROOM REMODEL KEEPING EXISTING CONFIGURATION. REMOVE AND REPLACE TOILET VANITY AND STANDING SHOWER FIXTURES ALL IN-KIND AND SAME LOCATION.
PP20200904925 | 04-SEP-20 | 510 |  | STOCKTON | ST | 8 | ISSUED | 09-SEP-20 | PS2 INC | NEW FIXTURES IN-KIND IN SAME LOCATIONS. R/R TUB/SHOWER. INSTALL WASHER/DRYER IN (E) CLOSET.
PP20200904919 | 04-SEP-20 | 1848 | 1850 | BUCHANAN | ST |  | COMPLETE | 09-SEP-20 | FENG K. PLUMBING CORP. | RENEW PP20180726472.
PP20200904924 | 04-SEP-20 | 801 |  | SHIELDS | ST |  | COMPLETE | 14-SEP-20 | TREATY CONSTRUCTION | ADDING SCOPE OF WORK ON PP20190619875: REPLACEMENT OF EXISTING WATER HEATER INSTALLATION OF MOP SINK BOTH IN JANIOTRS COSET. INSPECTION HAS DONE JUST NEED FINAL INSPECTION.
PW20200904376 | 04-SEP-20 | 1740 |  | FRANKLIN | ST | 1 | ISSUED | 04-SEP-20 | CORNELY COMPANY | WORK CATEGORY: 1P; REMOVE AND REPLACE BACKFLOW DEVICE SN#A020986 MAKE FEBCO SIZE 3/4"
PP20200904938 | 04-SEP-20 | 57 |  | TAYLOR | ST |  | ISSUED | 05-SEP-20 | AGUILERA CONSTRUCTION COMPANY | 434:KITCHEN AND BATH REMODEL. REMOVE AND REPLACE FIXTURES IN KIND.
PP20200904941 | 04-SEP-20 | 727 |  | FOERSTER | ST |  | REINSTATED | 14-SEP-20 | SUPERB BUILDERS INC | REMODEL EXISTING 2ND FLOOR BATHROOM IN KIND. NEW PLUMBING FIXTURES NEW SHOWER PAN X1. REMODEL FIRST FLOOR BATHROOM NEW PLUMBING FIXTURE NEW WALKING TUB PER PLAN NEW TOILET NEW SINK X2 PER PLAN.
PP20200904928 | 04-SEP-20 | 510 |  | STOCKTON | ST | 12 | ISSUED | 09-SEP-20 | PS2 INC | NEW FIXTURES IN-KIND IN SAME LOCATIONS. R/R TUB/SHOWER. INSTALL WASHER/DRYER IN (E) CLOSET.
PM20200904933 | 04-SEP-20 | 1429 | 1431 | OAK | ST | 0 | ISSUED | 05-SEP-20 | MDR CONSTRUCTION | RENEW PM20181221719.
PP20200904927 | 04-SEP-20 | 510 |  | STOCKTON | ST | 11 | ISSUED | 09-SEP-20 | PS2 INC | NEW FIXTURES IN-KIND IN SAME LOCATIONS. R/R TUB/SHOWER. INSTALL WASHER/DRYER IN (E) CLOSET.
PW20200904375 | 04-SEP-20 | 2645 |  | OCEAN | AV |  | COMPLETE | 10-SEP-20 | ANDERSON ROWE & BUCKLEY INC. | WORK CATEGORY: 4PB; AR&B 19-069 PROVIDE NEW FIRE SPRINKLER SYSTEM ON THE 3RD FLOOR. BUILD HAS AN EXISTING FIRE SPRINKLER SYSTEM IN BASEMENT AND 1ST FLOOR. AR&B TO BRING SUPPLY OF TO 3RD FLOOR AND PROVIDE ALL NEW SPRINKLER SYSTEM. NEW SPRINKLER CONSISTS OF ADDING 98 HEADS. ALL NEW PIPING AND HANGERS. PROVIDE NEW DOUBLE DETECTOR CHECK VALVE IN BASEMENT.
PW20200904382 | 04-SEP-20 | 3222 |  | 16TH | ST |  | COMPLETE | 22-SEP-20 | R. E. M. BOILER AND PLUMBING | WORK CATEGORY: 1P; INSTALL BYPASS ON EXISTING DCDA BACKFLOW PREVENTER.
PW20200904379 | 04-SEP-20 | 583 |  | 29TH | AV |  | COMPLETE | 10-SEP-20 | A AND T PLUMBING | WORK CATEGORY: 1P; REPLACE WATER HEATER
PMW20200904383 | 04-SEP-20 | 2345 |  | CABRILLO | ST | 0 | ISSUED | 04-SEP-20 | ORTIZ HEATING AND AIR CONDITIONING INC | WORK CATEGORY: 1M; INSTALLATION OF TWO 95% EFFICIENCY FURNACES WITH EXHAUST COMBUSTION AIR AND CONDENSATE DRAIN. IN UNIT 1 AND 2.
PP20200904921 | 04-SEP-20 | 2821 |  | 25TH | ST |  | COMPLETE | 01-OCT-20 | WESTGATE PLUMBING | ADMEND PERMIT PP20200121940 FOR ADDRESS CORRECTION FROM 2823 25TH ST TO 2821 25TH ST.
PP20200904934 | 04-SEP-20 | 3001 |  | 24TH | ST |  | ISSUED | 05-SEP-20 | SUN LIGHT & POWER | 41.6K WTH DRAINBACK SOLAR DOMESTRIC HOT WATER SYSTEM WITH (16) ROOFTOP COLLECTORS AND (1) 900 GALLON STORAGE TANK.
PP20200904930 | 04-SEP-20 | 2171 |  | PACIFIC | AV | 402 | ISSUED | 09-SEP-20 | PS2 INC | NEW FIXTURES IN-KIND IN SAME LOCATIONS. R/R TUB/SHOWER. INSTALL WASHER/DRYER IN (E) CLOSET.
PW20200904388 | 04-SEP-20 | 185 |  | BERRY | ST |  | ISSUED | 04-SEP-20 | AYOOB & PEERY PLUMBING | WORK CATEGORY: 5P; 1ST FLOOR: (1) SINK (1) REFRIGERATOR CONNECTION (1) WATER DISPENSER CONNECTION (1) FIRE RATED ICE MAKER BOX (1) A.O. SMITH TANK WATER HEATER AND (1) BACKFLOW PREVENTER WATTS 3/4" LF009M3-QT SERIAL#: 281028. JOB#: 20-043
PP20200905949 | 05-SEP-20 | 642 |  | ALVARADO | ST |  | ISSUED | 12-SEP-20 | BOSS CONSTRUCTION INC. | UNIT 203: REMODEL EXISTING KITCHEN AND BATH. ADD WASHER/DRYER.
PP20200905944 | 05-SEP-20 | 136 |  | 27TH | AV |  | ISSUED | 08-SEP-20 | SERRANO FIRE PROTECTION SYSTEMS | FULL INSTALLATION OF FIRE SPRINKLERS.
PP20200905950 | 05-SEP-20 | 3005 |  | SAN BRUNO | AV |  | ISSUED | 10-SEP-20 | AMPEX ENGINEERING & CO | INSTALLATION OF (1) SHOWER PAN.
PP20200905952 | 05-SEP-20 | 486 |  | DUNCAN | ST |  | ISSUED | 08-SEP-20 | SUPERB BUILDERS INC | RENEW PP20190617758 TO BOTAIN FINAL INSPECTION. ALL ROUGH INSPECTION PASSED.
PM20200905946 | 05-SEP-20 | 19 |  | TURQUOISE | WY |  | COMPLETE | 23-SEP-20 | BIGHAM SERVICES INC DBA ONE HOUR HEATIN | INSTALL NEW AC ADD ON.
PP20200905945 | 05-SEP-20 | 750 |  | 14TH | ST |  | ISSUED | 09-SEP-20 | BRIGHTER BAY BUILDERS INC | UNIT 1: KITCHEN AND BATHROOM REMODEL PLUMBING UP TO CODE.
PW20200905394 | 05-SEP-20 | 1575 |  | 08TH | AV | 0 | COMPLETE | 10-SEP-20 | FIVE STAR PLUMBING & ROOTER | WORK CATEGORY: 1P; INSTALL WATER MAIN FROM HOME TO METER TO HOUSE
PP20200905951 | 05-SEP-20 | 26 |  | CHURCH | ST |  | ISSUED | 12-SEP-20 | MSG GENERAL CONSTRUCTION INC | UNIT 1 2 AND 4: REPAIR EXISTING WATER LINE (TOP-OUT) REPLACE SHOWER PAN. REPLACE WATER FAUCET.
PW20200905393 | 05-SEP-20 | 2750 |  | FOLSOM | ST |  | COMPLETE | 18-SEP-20 | IN & OUT DRAIN CLEANING INC. | WORK CATEGORY: 2PB; SEWER LINE REPLACEMENT
PP20200905953 | 05-SEP-20 | 791 |  | SAN JOSE | AV |  | ISSUED | 14-SEP-20 | IMARK CONSTRUCTION INC | NEW PLUMBING FOR BATHROOM AND KITCHEN.
PM20200905947 | 05-SEP-20 | 31 |  | JOICE | ST | 0 | ISSUED | 09-SEP-20 | HADDON HEATING AND COOLING | INSTALL DUCTLESS MINI SPLIT.
PW20200905395 | 05-SEP-20 | 192 |  | ELMIRA | ST |  | COMPLETE | 09-SEP-20 | YU PLUMBING INC | WORK CATEGORY: 1P; REPLACE THE BAR SINK AT THE GROUND FLOOR
PP20200905943 | 05-SEP-20 | 145 |  | SAN BENITO | WY |  | ISSUED | 09-SEP-20 | GREEN BAY REMODELING INC | ADD SCOPE OF WORK TO EXISTING PERMIT PP20200225987. ADD 1 NEW SINK TO EXISTING LAUNDRY ROOM.
PW20200905392 | 05-SEP-20 | 1452 |  | BROADWAY | * | 0 | COMPLETE | 10-SEP-20 | ABBA STONE AND TILE INC | WORK CATEGORY: 2PA; INSPECTION OF 3 SHOWER PANS
PP20200905948 | 05-SEP-20 | 1626 |  | BRODERICK | ST |  | ISSUED | 09-SEP-20 | KG BELL CONSTRUCTION INC | INSTALL NEW TUB TRIMS SINK FAUCETS AND TOILET.
PW20200906397 | 06-SEP-20 | 452 |  | BALBOA | ST |  | ISSUED | 06-SEP-20 | PARKS PLUMBING INC | WORK CATEGORY: 6PA; RUN GAS LINES FOR OUTDOOR WALL MOUNTED HEATERS. INSTALL WALL HEATERS.
PW20200906396 | 06-SEP-20 | 2539 |  | LOMBARD | ST |  | COMPLETE | 30-SEP-20 | A M WEST MECHANICAL INC. | WORK CATEGORY: 11P; ADD ONE ELECTRIC WASHER DRYER AT THE SECOND FLOOR
PW20200906398 | 06-SEP-20 | 718 |  | GREEN | ST |  | ISSUED | 06-SEP-20 | URGENT ROOTER AND PLUMBING | WORK CATEGORY: 1P; REPLACE NEW SEWER LINE FROM ALLEY TO THE HOUSE TRAP AREA AND REPLACE THE NEW HOUSE TRAP TOO
PW20200907400 | 07-SEP-20 | 2601 |  | 17TH | AV |  | COMPLETE | 15-SEP-20 | GARCIA PLUMBING AND MECHANICAL CO INC | WORK CATEGORY: 1P; NEW GAS SUPPLY TO FUTURE OUTLET.
PW20200907401 | 07-SEP-20 | 1378 |  | BACON | ST | 2 | ISSUED | 07-SEP-20 | M C PLUMBING | WORK CATEGORY: 1P; RELOCATE THE EXISTING TOILET & SINK AND SHOWER DRAIN NEW SHOWER PAN INSTALL NEW FIXTURES.
PW20200907399 | 07-SEP-20 | 725 |  | NAPLES | ST |  | ISSUED | 07-SEP-20 | SAN YI PLUMBING LTD. | WORK CATEGORY: 2PA; WASHER& DRYER SHOWER PAN AND REPLACE PLACE PLUMBING FIXTURES IN ONE BATHROOM .
PW20200908429 | 08-SEP-20 | 2219 |  | 14TH | AV |  | COMPLETE | 11-SEP-20 | ARB INC | WORK CATEGORY: 1P; GAS HOUSELINE EXT
PW20200908441 | 08-SEP-20 | 950 |  | BAKER | ST |  | ISSUED | 08-SEP-20 | ARB INC | WORK CATEGORY: 1P; GAS HYOUSELINE EXT
PMW20200908423 | 08-SEP-20 | 633 |  | FOLSOM | ST |  | ISSUED | 08-SEP-20 | ANDERSON ROWE & BUCKLEY INC. | WORK CATEGORY: 5M; INSTALLATION ON HHW PIPING CONDENSER WATER PIPING AND CHILLED WATER PIPING FOR MECHANICAL UNITS. AR&B JOB # 19-258
PW20200908427 | 08-SEP-20 | 153 |  | UPPER | TR |  | ISSUED | 08-SEP-20 | BRIAN FUSCO PLUMBING | WORK CATEGORY: 2PA; MASTER BATH REMODEL REPLACE SHOWER VALVE. REPLACE RADIATORS.
PW20200908416 | 08-SEP-20 | 1 |  | DE HARO | ST |  | COMPLETE | 11-SEP-20 | DE ANZA TILE CO INC | WORK CATEGORY: 2PA; SHOWER PAN
PW20200908426 | 08-SEP-20 | 1556 |  | 08TH | AV |  | COMPLETE | 10-SEP-20 | SIERRA CONSTRUCTION | WORK CATEGORY: 1P; INSTALLL GAS LINE FOR EXISTING FIREPLACE IN LIVING ROOM.
PW20200908436 | 08-SEP-20 | 2390 |  | MISSION | ST |  | ISSUED | 08-SEP-20 | ARCH PLUMBING INC | WORK CATEGORY: 1P; DEMO/ SAFE OFF OF EXISTING PLUMBING
PW20200908420 | 08-SEP-20 | 684 |  | PANORAMA | DR |  | COMPLETE | 18-SEP-20 | NIGEL MULGREW PLUMBING INC. | WORK CATEGORY: 1P; GAS SUPPLY FOR FIREPLACE
PP20200908962 | 08-SEP-20 | 74 |  | 06TH | ST |  | ISSUED | 10-SEP-20 | 3 MAC CONSTRUCTION | 3 NEW SHOWER PANS AND 3 NEW SHOWER VALVE.
PP20200908961 | 08-SEP-20 | 2625 |  | FRANKLIN | ST |  | ISSUED | 10-SEP-20 | AXEL8 CONSTRUCTION | #204: KITCHEN AND BATHROOM REHABILITATION. INSTALL W/D IN EXISTING CLOSET.
PW20200908454 | 08-SEP-20 | 3316 |  | 17TH | ST | 0 | ISSUED | 08-SEP-20 | FENG K PLUMBING CORP DBA XIN FENG PLUMBI | WORK CATEGORY: 1P; INSTALL A HAND SINK INSTALL A MOP SINK INSTALL A WATER HEATER INSTALL NEW GAS LINE.
PW20200908428 | 08-SEP-20 | 143 |  | SKYVIEW | WY |  | ISSUED | 08-SEP-20 | STEVEN YEUNG INC DBA CHUNG WAH PLBG&FIRE | WORK CATEGORY: 2PB; REMODEL SINGLE FAMILY HOME: 2 BATHROOMS LAUNDRY AND KITCHEN
PW20200908407 | 08-SEP-20 | 42 |  | TERRA VISTA | AV | 1 | COMPLETE | 08-SEP-20 | ARB INC | WORK CATEGORY: 1P; GAS HOUSELINE EXT
PW20200908432 | 08-SEP-20 | 2223 |  | 14TH | AV |  | COMPLETE | 11-SEP-20 | ARB INC | WORK CATEGORY: 1P; GAS HOUSLINE EXT
PW20200908425 | 08-SEP-20 | 2200 |  | SACRAMENTO | ST | 1202 | ISSUED | 08-SEP-20 | CHUCK VOUTSELAS PLUMBING | WORK CATEGORY: 1P; INSTALL ISOLATION VALVES TO SEPARATE H&C WATER FROM OTHER UNITS. MASTER AND GUEST BATHROOM: REMOVE AND REPLACE TOILET SINK AND SHOWER VALVE INSTALL NEW FIXTURES CONNECTING TO EXISTING ROUGH PLUMBING IN. KITCHEN: RELOCATE ROUGH PLBG FOR KITCHEN SINK AND REFRIGERATOR INSTALL FINISH LAUNDRY: INSTALL ROUGH PLUMBING FOR WASHING MACHINE.
PMW20200908447 | 08-SEP-20 | 126 |  | RAE | AV |  | COMPLETE | 15-SEP-20 | ASSOCIATED HEATING OF SF | WORK CATEGORY: 1M; REPLACE EXISTING DOUBLE WALL FLUE. REFERENCE PERMIT #PW20200703666 FOR INSPECTOR COMMENTS ABOUT EXISTING FLUE.
PW20200908402 | 08-SEP-20 | 3045 |  | 22ND | AV |  | ISSUED | 08-SEP-20 | SPEAGLE MECHANICAL | WORK CATEGORY: 1P; INSTALL 5" DOUBLE WALL VENT PIPE FOR THE FURNACE AND WATER HEATER FROM THE GARAGE CEILING UP THROUGH THE SECOND FLOOR CHASE AND THROUGH THE ROOF. INSTALL 6" DOUBLE WALL VENT PIPE FOR LIVING ROOM FIREPLACE.
PW20200908442 | 08-SEP-20 | 2713 |  | PINE | ST | 0 | ISSUED | 08-SEP-20 | FLOW MASTERS PLUMBING INC | WORK CATEGORY: 1P; KITCHEN REMODEL
PW20200908404 | 08-SEP-20 | 1267 |  | REVERE | AV |  | ISSUED | 08-SEP-20 | ARB INC | WORK CATEGORY: 1P; GAS HOUSELINE EXT
PW20200908412 | 08-SEP-20 | 367 |  | CHURCH | ST |  | CANCELED | 24-SEP-20 | GAGNE BROS. DBA BENJAMIN FRANKLIN PLUMBI | WORK CATEGORY: 1P; INSTALLING TUB AND ROUGH PLUMBING FOR DRAIN PIPING.
PW20200908422 | 08-SEP-20 | 1631 |  | HAYES | ST |  | COMPLETE | 16-SEP-20 | CAHILL AND KAVANAUGH INC * SEE NOTE* | WORK CATEGORY: 1P; REMOVE INCORRECT BACKFLOW AND REPLACE WITH CORRECT BACKFLOW.
PW20200908445 | 08-SEP-20 | 1812 |  | 20TH | ST |  | ISSUED | 08-SEP-20 | PLUMBART PLUMBING | WORK CATEGORY: 1P; REPLACE SHOWER DRAIN AND REDO SHOWER PAN WHICH IS LEAKING. REPLACE SHOWER VALVE.
PW20200908405 | 08-SEP-20 | 36 |  | TERRA VISTA | AV |  | ISSUED | 08-SEP-20 | ARB INC | WORK CATEGORY: 1P; GAS HOUSELINE
PW20200908439 | 08-SEP-20 | 54 |  | TERRA VISTA | AV | 0 | COMPLETE | 10-SEP-20 | ARB INC | WORK CATEGORY: 1P; GAS HOUSELINE EXT
PW20200908403 | 08-SEP-20 | 1471 |  | FRANCISCO | ST |  | COMPLETE | 10-SEP-20 | SONOMA MARIN PLUMBING | WORK CATEGORY: 2PA; SUPPLY GAS TO NEW DRYER LOCATION
PP20200908957 | 08-SEP-20 | 3710 |  | CLAY | ST |  | COMPLETE | 15-SEP-20 | NORMAN CHARLES CONST | APPLY FOR SHOWER PAN TO EXISTING BUILDING PERMIT 201906254350.
PW20200908421 | 08-SEP-20 | 2100 |  | WEBSTER | ST |  | COMPLETE | 11-SEP-20 | FINNERTY PLUMBING (ASK FOR ID) | WORK CATEGORY: 2PA; REPLACE 2 INCH RP FEBCO MODEL #825Y SERIAL #B6394 LOCATION LANDSCAPE BY WEBSTER. NEW VALVE IS 2 INCH FEBCO MODEL LF825Y SERIAL #J016361REPLACE 2 INCH RP FEBCO MODEL #825Y SERIAL #B8220 LOCATION IRRIGATION AT SACRAMENTO STREET. NEW VALVE 2 INCH FEBCO RP MODEL #LF825Y SERIAL #95297
PW20200908434 | 08-SEP-20 | 2231 |  | 14TH | AV |  | COMPLETE | 11-SEP-20 | ARB INC | WORK CATEGORY: 1P; GAS HOUSELINE EXT
PW20200908455 | 08-SEP-20 | 620 |  | BELVEDERE | ST |  | ISSUED | 08-SEP-20 | J M PACIFIC BAY PLUMBING INC | WORK CATEGORY: 1P; 3.5 BATHROOMS PLUMBING REMODEL.
PW20200908409 | 08-SEP-20 | 36 |  | TERRA VISTA | AV |  | COMPLETE | 08-SEP-20 | ARB INC | WORK CATEGORY: 1P; GAS HOUSELINE EXT
PP20200908959 | 08-SEP-20 | 3935 |  | 18TH | ST |  | ISSUED | 09-SEP-20 | HUNGTO CO INCORPORATION | CONSTRUCT ADU UNIT AT GROUND LEVEL. 1 BATHROOM AND 1 SHOWER PAN.
PP20200908956 | 08-SEP-20 | 280 |  | PRECITA | AV |  | ISSUED | 09-SEP-20 | JOHN WOO CONSTRUCTIONLLC | INSTALL NEW SHOWER ROUGH/VALVE. NEW SHOWER PAN NEW FORCET ON VANITY USING EXISTING PLUMBING LINES.
PW20200908433 | 08-SEP-20 | 2227 |  | 14TH | AV |  | COMPLETE | 11-SEP-20 | ARB INC | WORK CATEGORY: 1P; GAS HOUSELINE EXT
PP20200908955 | 08-SEP-20 | 3918 |  | 19TH | ST |  | ISSUED | 09-SEP-20 | ROBERT HUTTEN CONSTRUCTION | SHOWER PAN WATERPROFTING.
PW20200908449 | 08-SEP-20 | 450 |  | CORBETT | AV |  | ISSUED | 08-SEP-20 | DELEON PLUMBING | WORK CATEGORY: 1P; TWO SHOWER PAN.
PW20200908415 | 08-SEP-20 | 430 |  | CALIFORNIA | ST |  | COMPLETE | 11-SEP-20 | DE ANZA TILE CO INC | WORK CATEGORY: 2PA; SHOWER PAN
PW20200908417 | 08-SEP-20 | 1225 |  | BAY | ST |  | COMPLETE | 16-SEP-20 | R. E. M. BOILER AND PLUMBING | WORK CATEGORY: 11P; REPLACING 1/2" SERIAL # RP 40-203-02 WITH FEBCO 3/4" 825Y RP BACKFLOW.
PW20200908440 | 08-SEP-20 | 962 |  | UNION | ST |  | ISSUED | 08-SEP-20 | PLUMBART PLUMBING | WORK CATEGORY: 1P; SHOWER VALVE LEAKING REPLACE THE SHOWER VALVE NEW SHOWER PAN.
PW20200908453 | 08-SEP-20 | 2158 |  | 29TH | AV |  | ISSUED | 08-SEP-20 | S D PLUMBING INC | WORK CATEGORY: 1P; SHOWER PAN INSTALLATION
PP20200908954 | 08-SEP-20 | 1918 |  | MASON | ST | 0 | ISSUED | 09-SEP-20 | SF TOWN BUILDERS INC | INSTALL NEW SINK AND FAUCET AND DISHWASHER INTO THE EXISTING LOCATION.
PW20200908451 | 08-SEP-20 | 3545 |  | PIERCE | ST |  | COMPLETE | 14-SEP-20 | ANRO INC | WORK CATEGORY: 2PA; WILL INSTALL 3 SHOWER PANS IN THE SAME PROPERTY.
PMW20200908446 | 08-SEP-20 | 1516 |  | LOMBARD | ST |  | ISSUED | 08-SEP-20 | BAYSIDE MECHANICAL INC | WORK CATEGORY: 1M; REPLACE TWO WALL FURNACES
PW20200908411 | 08-SEP-20 | 219 |  | BRIDGEVIEW | DR |  | ISSUED | 08-SEP-20 | AFFORDABLE WATER HEATERS AND PLUMBING IN | WORK CATEGORY: 1P; REPLACE WATER HEATER SAME LOCATION
PW20200908413 | 08-SEP-20 | 2559 |  | UNION | ST |  | ISSUED | 08-SEP-20 | AFFORDABLE WATER HEATERS AND PLUMBING IN | WORK CATEGORY: 1P; REPLACE WATER HEATER SAME LOCATION
PW20200908435 | 08-SEP-20 | 238 |  | MISSISSIPPI | ST |  | ISSUED | 08-SEP-20 | DLB PLUMBING | WORK CATEGORY: 1P; APARTMENT 1 : 2 BATHROOM 1 KITCHEN 1 LAUNDRY 1 TANKLESS 1 GAS LINE NEW . APARTMENT 2: 2 BATHROOM 1 KITCHEN 1 LAUNDRY 1 TANKLESS 1 GAS LINE NEW .2 AHOWER PAN
PW20200908410 | 08-SEP-20 | 204 |  | GIRARD | ST |  | ISSUED | 08-SEP-20 | CARLETON R D PLUMBING | WORK CATEGORY: 2PA; REMODEL KITCHEN AND TWO BATHROOMS
PW20200908448 | 08-SEP-20 | 1397 |  | 12TH | AV |  | COMPLETE | 14-SEP-20 | PLUMBART PLUMBING | WORK CATEGORY: 1P; TRIM THE BATHROOM.
PP20200908958 | 08-SEP-20 | 472 |  | LANSDALE | AV |  | ISSUED | 09-SEP-20 | AHUMADA GENERAL CONTRACTOR | INSTALL NEW WATER LINE FROM FRIDGE LOCATION MOVE THE GAS LINE 10" TO THE LEFT SIDE FROM THE ORIGINAL LOCATION.
PW20200908419 | 08-SEP-20 | 350 |  | MASONIC | AV |  | ISSUED | 08-SEP-20 | D P W INC. | WORK CATEGORY: 5P; 1 DUPLEX SEWER EJECTOR BASIN AND PUMP IN BASEMENT 1 80 GALLON WATER HEATER 47 PLUMBING FIXTURES 10 CONDENSATES 12 ROOF PLANTER DRAINS 8 ROOF DRAINS AND OVERFLOW DRAINS 1 DOMESTIC BACKFLOW PREVENTER 2 SOLIDS INTERCEPTORS FOR ART ROOM SINKS.
PW20200908431 | 08-SEP-20 | 2200 |  | SACRAMENTO | ST | 1201 | ISSUED | 08-SEP-20 | CHUCK VOUTSELAS PLUMBING | WORK CATEGORY: 1P; INSTALL ISOLATION VALVES ON H&C WATER LINES TO SEPARATE FROM OTHER UNITS. COMBINE GUEST AND MASTER BATHROOM TOGETHER. REMOVE SHOWER DRAIN TOP AND INSTALL NEW TOP NEW SHOWER VALVE CONNECT STEAM GENERATOR UNIT. RELOCATE TUB DRAIN AND INSTALL NEW TUB AND VALVE. RELOCATE 2 LAVATORY DRAINS AND WATER INSTALL SINKS. TOILET REMOVE AND REPLACE TO EXISTING DRAIN PIPE. SHOWER PANS BY OTHERS.
PW20200908418 | 08-SEP-20 | 2120 |  | GOLDEN GATE | AV |  | ISSUED | 08-SEP-20 | D P W INC. | WORK CATEGORY: 5P; 2 WATER HEATERS 30 PLUMBING FIXTURES 5 GAS FIXTURES WORK ON ALL THREE FLOORS AND BASEMENT.
PW20200908438 | 08-SEP-20 | 48 |  | TERRA VISTA | AV | 0 | COMPLETE | 11-SEP-20 | ARB INC | WORK CATEGORY: 1P; GAS HOUSELINE EXT
PMW20200908430 | 08-SEP-20 | 222 |  | STONECREST | DR |  | COMPLETE | 23-SEP-20 | OKELL'S FIREPLACE | WORK CATEGORY: 1M; INSTALL A DIRECT VENT GAS INSERT PER MANUAL SPECS. GAS LINE BY OTHERS.
PW20200908444 | 08-SEP-20 | 3049 |  | MARKET | ST | 0 | COMPLETE | 25-SEP-20 | ONE SOURCE PLUMBING AND ROOTER | WORK CATEGORY: 1P; REPLACE SEWER HOUSE TRAP AND SIDEWALK SEWER FROM CLEAR CAST-IRON
PW20200908452 | 08-SEP-20 | 31 |  | LEESE | ST |  | ISSUED | 08-SEP-20 | ARIEL'S PLUMBING | WORK CATEGORY: 2PB; ADDITION OF 2 BATHROOMS KITCHEN AND A LAUNDRY. JOB INCLUDES INSTALLING A SHOWER PAN AND A TANKLESS WATER HEATER.
PW20200908437 | 08-SEP-20 | 559 |  | ALVARADO | ST |  | ISSUED | 08-SEP-20 | A PLUS PLUMBING | WORK CATEGORY: 11P; 4 SHOWER PANS INSTALLATION
PW20200908424 | 08-SEP-20 | 1201 |  | 25TH | ST |  | COMPLETE | 01-OCT-20 | DROUET PLUMBING | WORK CATEGORY: 1P; ONE GAS LINE FOR HEATER
PP20200908963 | 08-SEP-20 | 257 |  | CRESCENT | AV |  | ISSUED | 09-SEP-20 | BARON CONSTRUCTION | 1ST FLOOR: ADD ONE 3-FIXTURE BATHROOM. 2ND FLOOR: REMODEL EXISTING KITCHEN 3 FIXTURE BATHROOM AND LAUNDRY ROOM. ATTIC FLOOR: ADD 1 MASTER BATHROOM 1 3-FIXTURE BATHROOM TWO W.I.C.
PW20200908408 | 08-SEP-20 | 30 |  | MACEDONIA | ST |  | ISSUED | 08-SEP-20 | CARY WING PLUMBING & FIRE PROTECTION INC | WORK CATEGORY: 2PB; BATHROOM LAUNDRY CATCH BASIN
PW20200908443 | 08-SEP-20 | 28 |  | HOMEWOOD | CT |  | ISSUED | 08-SEP-20 | FEERICK PLUMBING | WORK CATEGORY: 2PB; INSTALL NEW GAS PIPING FROM METER TO WALL HUNG HEATERS AND BBQ IN YARD
PW20200908406 | 08-SEP-20 | 3812 |  | 18TH | ST | 0 | ISSUED | 08-SEP-20 | CARLETON R D PLUMBING | WORK CATEGORY: 2PA; REMODEL KITCHEN RELOCATE WASHER DRYER HOOK UP DECK DRAIN FINAL INSPECTION FOR WORK DONE ON PERMIT NUMBER PP20190423137
PP20200908960 | 08-SEP-20 | 520 |  | GRANT | AV |  | ISSUED | 10-SEP-20 | AXEL8 CONSTRUCTION | UNIT 1: KITCHEN AND BATHROOM REHABILITATION.
PW20200908450 | 08-SEP-20 | 3141 |  | 17TH | ST |  | ISSUED | 08-SEP-20 | P J ROMEO PLUMBING & HEATING | WORK CATEGORY: 3PA; NEW ADA BATHROOM WITH WC & LAV. MOP SINK 3 COMP SINK 220V WATER HEATER 2 FLOOR SINKS FOR COFFEE EQUIPMENT FLOOR DRAINS IN THE KITCHEN AND BATHROOM.
PW20200908414 | 08-SEP-20 | 136 |  | TURQUOISE | WY |  | ISSUED | 08-SEP-20 | AFFORDABLE WATER HEATERS AND PLUMBING IN | WORK CATEGORY: 1P; REPLACE WATER HEATER SAME LOCATION
PM20200908964 | 08-SEP-20 | 257 |  | CRESCENT | AV |  | ISSUED | 09-SEP-20 | BARON CONSTRUCTION | 1ST FLOOR: ADD DUCT WORK FOR 1ST FLOOR HVAC. ADD 1 FURNACE IN UTILITY ROOM. FURNACE IN STORAGE AREA STAYS BUT IS ADDING THE 3RD FLOOR AS AN EXTRA ZONE. ADD A/C TO EXISTING DUCT WORK. 2ND FLOOR: RELOCATE REGISTER IN BATHROOM. EXISTING DUCT WORK MAY NEED TO BE MODIFIED. ADD A/C TO EXISTING DUCT WORK. ADD DUCT WORK FOR KITCHEN RANGE HOOD. 3RD FLOOR: ADD DUCT WORK FOR 3RD FLOOR HVAC.
PP20200909972 | 09-SEP-20 | 131 |  | ROBINHOOD | DR |  | ISSUED | 14-SEP-20 | ZHONGWEI CONSTRUCTION | ADD ONE BATHROOM ON FIRST FLOOR. REMODEL TWO BATHROOMS KITCHEN AND POWDER ROOM. WILL ADD OR REDO UNDERGOUND PLUMBING IF NEEDED.
PW20200909457 | 09-SEP-20 | 525 |  | MARKET | ST |  | COMPLETE | 14-SEP-20 | GOLDEN GATE FIRE PROTECTION INC | WORK CATEGORY: 4PB; 20155 RELOCATE 3 PENDANT IN THE 19TH FLOOR REST ROOM AND 5 PENDANT IN THE 19TH FLOOR LOBBY
PW20200909479 | 09-SEP-20 | 2001 |  | CALIFORNIA | ST | 0 | ISSUED | 09-SEP-20 | K A LAU CONSTRUCTION | WORK CATEGORY: 1P; KITCHEN AND BATHROOM REMODEL IN SUITE 207.
PW20200909486 | 09-SEP-20 | 1431 |  | KIRKHAM | ST |  | COMPLETE | 17-SEP-20 | SEWER RAT PLUMBING INC. | WORK CATEGORY: 1P; SEWER REPAIRS
PMW20200909484 | 09-SEP-20 | 6 |  | CRAGMONT | AV |  | ISSUED | 09-SEP-20 | OKELL'S FIREPLACE | WORK CATEGORY: 1M; INSTALL A DIRECT VENT GAS INSERT PER MANUAL SPECS. GAS LINE BY OTHERS.
PW20200909464 | 09-SEP-20 | 223 |  | LIBERTY | ST |  | ISSUED | 09-SEP-20 | BEST PLUMBING CHOICE | WORK CATEGORY: 2PA; REMODEL EXISTING 2 BATHROOMS 2 KITCHENS 2 LAUNDRY ETC BUILDING ACCORDING PLANS.
PW20200909489 | 09-SEP-20 | 547 |  | 18TH | AV |  | COMPLETE | 16-SEP-20 | ORAN PLUMBING CORP | WORK CATEGORY: 1P; PAY FOR MORE INSPECTIONS FOR PERMIT PW2020051454
PMW20200909461 | 09-SEP-20 | 825 |  | ROLPH | ST |  | ISSUED | 09-SEP-20 | OKELL'S FIREPLACE | WORK CATEGORY: 1M; INSTALL A DIRECT VENT GAS INSERT PER MANUAL SPECS. GAS LINE BY OTHERS.
PW20200909473 | 09-SEP-20 | 2229 |  | 17TH | AV |  | COMPLETE | 11-SEP-20 | CHOSEN ROOTER & PLUMBING | WORK CATEGORY: 1P; REPLACE SEWER LATERAL
PW20200909458 | 09-SEP-20 | 525 |  | MARKET | ST |  | COMPLETE | 18-SEP-20 | PRIBUSS ENGINEERING INC | WORK CATEGORY: 11P; WW1917 MEZZANINE 2ND FLOOR - DISCONNECT AND PERMANENTLY REMOVE (1) 3/4" WILKINS 975 SERIAL NUMBER 135800 BACKFLOW DEVICE. INSTALL NEW WATTS 825Y BACKFLOW DEVICE TO REPLACE 3/4" HERSEY SERIAL NUMBER 10634 BACKFLOW DEVICE.
PW20200909477 | 09-SEP-20 | 333 |  | BUSH | ST | 0 | ISSUED | 09-SEP-20 | R L H FIRE PROTECTION INC | WORK CATEGORY: 4PB; RELOCATE 30 PENDENT ADD 53 PENDENT RELOCATE 12 UPRIGHT ADD 5 UPRIGHT AND DELETE 7 UPRIGHT SPRINKLERS.
PW20200909459 | 09-SEP-20 | 292 |  | SAN JOSE | AV | 0 | ISSUED | 09-SEP-20 | BRIAN FUSCO PLUMBING | WORK CATEGORY: 1P; ADD SCOPE AND INSPECTIONS TO PERMIT # PW20191031975 ADD KITCHEN REMODEL AND GAS LINE TO FIRE PLACE.
PW20200909492 | 09-SEP-20 | 845 |  | COLUMBUS | AV |  | COMPLETE | 15-SEP-20 | DLB PLUMBING | WORK CATEGORY: 1P; FINAL FOR BATHROOM & KITCHEN
PMW20200909472 | 09-SEP-20 | 62 |  | PARNASSUS | AV |  | ISSUED | 09-SEP-20 | AM. BUSINESS MGMT DBA: THE ENERGY HOUSE | WORK CATEGORY: 1M; INSTALLATION OF FIREPLACE
PP20200909969 | 09-SEP-20 | 105 |  | MISSOURI | ST |  | COMPLETE | 17-SEP-20 | ADVANCED PLUMBING AND DRAIN INC | TANKLESS WATER HEATER INSPECTION.
PM20200909973 | 09-SEP-20 | 131 |  | ROBINHOOD | DR |  | ISSUED | 14-SEP-20 | ZHONGWEI CONSTRUCTION | RELOCATE THE FURNACE AND DUCT WORK AS NEEDED TO BE REPLACED.
PP20200909965 | 09-SEP-20 | 2750 |  | MARKET | ST | 201 | ISSUED | 12-SEP-20 | S AND L REMODELING AND DESIGN INC | 201: UPDATE PLUMBING UP TO DATE. INSTALL NEW SINK NEW FAUCET AND P-TRAP.
PP20200909971 | 09-SEP-20 | 3653 |  | 20TH | ST |  | COMPLETE | 15-SEP-20 | ANDREW DUROSETTE AKA CFI CONSTRUCTION | RENEWAL OF PP20180514366. ALL WORK COMPLETE.
PMW20200909466 | 09-SEP-20 | 1974 |  | FILBERT | ST |  | ISSUED | 09-SEP-20 | OKELL'S FIREPLACE | WORK CATEGORY: 1M; INSTALL A DIRECT VENT GAS INSERT PER MANUAL SPECS. GAS LINE BY OTHERS.
PW20200909482 | 09-SEP-20 | 2960 |  | WEBSTER | ST |  | COMPLETE | 21-SEP-20 | GAGNE BROS. DBA BENJAMIN FRANKLIN PLUMBI | WORK CATEGORY: 1P; SEWER LATERAL REPLACEMENT
PW20200909476 | 09-SEP-20 | 434 |  | MINNA | ST |  | COMPLETE | 09-SEP-20 | SHEERAN PIPELINE INC | WORK CATEGORY: 1P; INSTALL TWO NEW 12" HOUSE TRAPS FOR STORM AND SEWER
PW20200909467 | 09-SEP-20 | 568 |  | ARGUELLO | BL |  | ISSUED | 09-SEP-20 | O'GRADY PLUMBING | WORK CATEGORY: 1P; SEWER TRAP REPLACEMENT
PW20200909468 | 09-SEP-20 | 3574 |  | 17TH | ST |  | ISSUED | 09-SEP-20 | MARTIN CONNELL | WORK CATEGORY: 2PA; INSTALLING SHOWER PAN
PW20200909491 | 09-SEP-20 | 2487 |  | 37TH | AV |  | COMPLETE | 25-SEP-20 | BABA BUILDERS CO | WORK CATEGORY: 2PA; REPAIR OF EXISTING AND NEWLY INSTALLED SEWER PIPE UNDER FLOOR AND REPAIR AS NEEDED BASED ON INSPECTION OF PLUMBING DEPARTMENT
PP20200909968 | 09-SEP-20 | 1734 |  | LA SALLE | AV |  | ISSUED | 12-SEP-20 | BAY COUNTY CONSTRUCTION INC | REMODEL KITCHEN AND BATHROOM. REPLACE WATER HEATER FOR 3RD FLOOR UNIT.
PW20200909483 | 09-SEP-20 | 2600 |  | BROADWAY | * |  | ISSUED | 09-SEP-20 | FLOW MASTERS PLUMBING INC | WORK CATEGORY: 1P; RENEW EXPIRED PERMIT # PW20190214916INSTALL 11 NEW FIRE SPRINKLERS PER NFPA 13R THROUGH NEW ADDITION ONLY AND PATH OF EGRESS. INSTALL 2IN DEDICATED FIRE SPRINKLER SERVICE PER NFPA 24. REF PA.201805098606. MAHER N/A.
PW20200909471 | 09-SEP-20 | 285 |  | ADDISON | ST |  | ISSUED | 09-SEP-20 | LUTZ PLUMBING INC | WORK CATEGORY: 1P; WATER HEATER REPLACEMENT
PW20200909456 | 09-SEP-20 | 524 |  | 03RD | AV | 0 | ISSUED | 09-SEP-20 | TODD MORRIS FIRE PROTECTION INC. | WORK CATEGORY: 4PA; NEW NFPA 13R SYSTEM
PM20200909966 | 09-SEP-20 | 2750 |  | MARKET | ST | 201 | ISSUED | 12-SEP-20 | S AND L REMODELING AND DESIGN INC | 201:NEW FRIDGE DISHWASHER OVEN.
PW20200909481 | 09-SEP-20 | 1359 |  | HAYES | ST | 0 | ISSUED | 09-SEP-20 | THORPE DESIGN INC | WORK CATEGORY: 4PB; INSTALL SPRINKLER SYSTEM FOR 3 NEW ADU UNITS. 34 SPRINKLERS
PW20200909485 | 09-SEP-20 | 265 |  | LAIDLEY | ST |  | ISSUED | 09-SEP-20 | GAGNE BROS. DBA BENJAMIN FRANKLIN PLUMBI | WORK CATEGORY: 1P; REPLACING 40 GALLON GAS WATER HEATER
PW20200909487 | 09-SEP-20 | 1 |  | FRONT | ST |  | ISSUED | 09-SEP-20 | KMC DESIGN GROUP | WORK CATEGORY: 5P; NEW URINAL CLEANOUTS TOILET CARRIER RELOCATIONS AND NEW RESTROOMS PLUMBING FINISHES ON THE 22ND 23RD 24TH AND 25TH FLOORS. KMC #20075
PW20200909465 | 09-SEP-20 | 1948 |  | PACIFIC | AV |  | COMPLETE | 14-SEP-20 | ROS PLUMBING | WORK CATEGORY: 1P; FINAL INSPECTION CLOSE OUT PERMIT 20190515827
PMW20200909493 | 09-SEP-20 | 18 |  | FLOOD | AV |  | ISSUED | 09-SEP-20 | ZH MECHANICAL INC | WORK CATEGORY: 1M; REPLACE OLD FURNACE TO INSTALL NEW FURNACE IN THE ATTIC
PW20200909463 | 09-SEP-20 | 201 |  | WAWONA | ST |  | COMPLETE | 14-SEP-20 | GAGNE BROS. DBA BENJAMIN FRANKLIN PLUMBI | WORK CATEGORY: 1P; SEWER REPLACEMENT FROM HOUSE TRAP TO HOUSE.
PW20200909488 | 09-SEP-20 | 45 |  | FREMONT | ST |  | ISSUED | 09-SEP-20 | ACCO ENGINEERED SYSTEMS INC. | WORK CATEGORY: 8P; REMOVE EXISTING GAS FIRED BOILER MODEL # RBI CB750 SERIAL # 50746022 AND REPLACE WITH MODEL NUMBER: EVS0750BN1-UAB SERIAL NUMBER: 65739089 IN THE BASEMENT
PW20200909470 | 09-SEP-20 | 595 |  | MARKET | ST |  | ISSUED | 09-SEP-20 | CA UNITED MECHANICAL INC | WORK CATEGORY: 5P; ONE KITCHEN SINK
PW20200909474 | 09-SEP-20 | 29 |  | RAMONA | AV |  | COMPLETE | 17-SEP-20 | HEISE'S PLUMBING | WORK CATEGORY: 1P; INSTALLING WASTE AND VENT HOT AND COLD WATER PIPES FOR WASHING MACHINE
PMW20200909490 | 09-SEP-20 | 1155 |  | WASHINGTON | ST |  | ISSUED | 09-SEP-20 | A+ QUALITY H V A C | WORK CATEGORY: 1M; INSTALL ONE HEAT PUMP 3 AIR HANDLERS COMMUNICATION LINE THERMOSTAT CONTROLS AND CONDENSATION DRAIN CONNECTIONS.
PM20200909970 | 09-SEP-20 | 401 |  | POTRERO | AV |  | ISSUED | 10-SEP-20 | PETERSON SHEET METAL | INSTALL NEW AIR HANDLER TRANE 1850 CFM INSTALL NEW HEAT PUMP TRANE 5 TON INSTALL DUCTLESS WALL MOUNT FAN COIL MITSUBISHI INSTALL ITSUBISHI HEAT PUMP 1 TON INSTALL THERMOTEK 90 CFM EXHAUST FAN. INSTALL S/A AND R/A PLENUMS LINED WITH 1" INSULATION INSTALL 24GA SPIRAL DUCT REGISTERS THERMOSTATS STARTUP AND TESTING.
PW20200909462 | 09-SEP-20 | 568 |  | FUNSTON | AV |  | ISSUED | 09-SEP-20 | CONTROL FIRE INC. | WORK CATEGORY: 4PA; INSTALLING A NEW FIRE SPRINKLER SYSTEM
PW20200909478 | 09-SEP-20 | 45 |  | FREMONT | ST |  | COMPLETE | 16-SEP-20 | R L H FIRE PROTECTION INC | WORK CATEGORY: 4PB; ADD 44 PENDENT RELOCATE 1 PENDENT ADD 20 UPRIGHT RELOCATE 10 UPRIGHT AND DELETE 24 UPRIGHT SPRINKLERS.
PW20200909480 | 09-SEP-20 | 221 |  | MAIN | ST |  | ISSUED | 09-SEP-20 | ANDERSON ROWE & BUCKLEY INC. | WORK CATEGORY: 4PB; AR&B 20-085 FIRE SPRINKLER TI ON THE 11TH FLOOR - RELOCATE (6) FIRE SPRINKLER HEADS IN BATHROOMS
PMW20200909469 | 09-SEP-20 | 220 |  | MULLEN | AV |  | ISSUED | 09-SEP-20 | BLAZE FIREPLACES OF NO CAL | WORK CATEGORY: 1M; INSTALLING ONE FIREPLACE
PW20200909460 | 09-SEP-20 | 171 |  | ROBINHOOD | DR |  | COMPLETE | 11-SEP-20 | MARCO POLO PLUMBING | WORK CATEGORY: 1P; INSTALL NEW GAS LINE FOR FIRE PLACE FROM THE EXISTING LINE
PP20200909967 | 09-SEP-20 | 1558 |  | SHAFTER | AV |  | ISSUED | 12-SEP-20 | S AND L REMODELING AND DESIGN INC | UPDATE PLUMBING IN BATHROOM UP TO CODE. INSTALL NEW TUB SHOWERHEAD TOILET FAUCET AND SINK.
PW20200909475 | 09-SEP-20 | 633 |  | FOLSOM | ST |  | ISSUED | 09-SEP-20 | R L H FIRE PROTECTION INC | WORK CATEGORY: 4PB; ADD 191 PENDENT 29 RELOCATED UPRIGHT AND 38 ADDED UPRIGHT SPRINKLERS.
PW20200910527 | 10-SEP-20 | 153 |  | CLAYTON | ST | 0 | ISSUED | 10-SEP-20 | PIPEWORKS INC | WORK CATEGORY: 1P; REPLACE GALVANIZED WATER PIPES WITH COPPER ADD LAUNDRY CONNECTIONS INSTALL NEW WATER HEATER
PP20200910980 | 10-SEP-20 | 101 |  | NATOMA | ST |  | ISSUED | 12-SEP-20 | JOHNSON CONTROLS FIRE PROTECTION LP | FIRE SPRINKLER TENANT IMPROVEMENT PER NEW WALLS AND CEILING ELEVATIONS. 3RD FLOOR.
PW20200910508 | 10-SEP-20 | 2695 |  | 46TH | AV |  | COMPLETE | 17-SEP-20 | O'GRADY PLUMBING | WORK CATEGORY: 1P; WATER MAIN REPLACEMENT
PP20200910981 | 10-SEP-20 | 258 |  | EDGEWOOD | AV |  | ISSUED | 12-SEP-20 | L & S PLUMBING | INSTALL NEW SINK WITH FAUCET. ADD GARBAGE DISPOSAL. REPLACE IN KIND BATH VANITY WITH FAUCET AND TOILET. REPLACE CURRENT SHOWER. NEW SHOWER PAN. WATER TEST NEW MIXER VALVE.
PW20200910500 | 10-SEP-20 | 45 |  | FREMONT | ST |  | COMPLETE | 15-SEP-20 | DE ANZA TILE CO INC | WORK CATEGORY: 2PA; SHOWER PAN
PW20200910501 | 10-SEP-20 | 327 |  | FREDERICK | ST |  | ISSUED | 10-SEP-20 | SAEHAN FIRE PROTECTION INC | WORK CATEGORY: 4PA; INSTALLATION OF OVERHEAD FIRE SPRINKLER SYSTEM AND UNDERGROUND FIRE SPRINKLER WATER MAIN
PW20200910515 | 10-SEP-20 | 2295 |  | 14TH | AV |  | COMPLETE | 18-SEP-20 | ARB INC | WORK CATEGORY: 1P; GAS HOUSELINE EXT
PW20200910522 | 10-SEP-20 | 1443 |  | GROVE | ST |  | COMPLETE | 18-SEP-20 | EXPERT PLUMBING SOLUTIONS | WORK CATEGORY: 1P; REPLACE ROOF DRAIN AND OVERFLOW AS PART OF THE ROOF REPLACEMENT
PW20200910510 | 10-SEP-20 | 85 |  | SOUTH HILL | BL |  | COMPLETE | 14-SEP-20 | ARB INC | WORK CATEGORY: 1P; GAS HOUSE LINE EXT
PW20200910511 | 10-SEP-20 | 3217 |  | SANTIAGO | ST |  | COMPLETE | 21-SEP-20 | ARB INC | WORK CATEGORY: 1P; GAS HOUSE LINE EXT
PW20200910512 | 10-SEP-20 | 2247 |  | 14TH | AV |  | COMPLETE | 14-SEP-20 | ARB INC | WORK CATEGORY: 1P; GAS HOUSELINE EXT
PW20200910513 | 10-SEP-20 | 2254 |  | 14TH | AV |  | COMPLETE | 15-SEP-20 | ARB INC | WORK CATEGORY: 1P; GAS HOUSLINE EXT
PM20200910985 | 10-SEP-20 | 654 |  | CASTRO | ST |  | ISSUED | 12-SEP-20 | EPIC ENVIRONMENTAL COMPLIANCE SYSTEMS IN | UNIT 7 AND 8: NEW HEATING SYSTEM FOR THE ADDITION OF TWO DWELLING UNITS LOCATED AT THE FIRST FLOOR.
PW20200910494 | 10-SEP-20 | 41 |  | TELEGRAPH | PL | 0 | COMPLETE | 15-SEP-20 | O LEARY PLUMBING INC | WORK CATEGORY: 1P; RENEW EXPIRED PLUMBING PERMIT #PW20190802866. FINAL PLUMBING INSPECTION REQUIRED.
PW20200910516 | 10-SEP-20 | 2105 |  | BRODERICK | ST |  | ISSUED | 10-SEP-20 | NIGEL MULGREW PLUMBING INC. | WORK CATEGORY: 1P; BATHROOM REMODEL
PP20200910983 | 10-SEP-20 | 1 |  | TUSCANY | AL |  | ISSUED | 12-SEP-20 | UNTITLED LABS INC | IN KIND FULL BATHROOM RENOVATION. INSTALLING NEW TUB/SHOWER COMBO. NEW VANITY SINKS AND TOILET.
PW20200910503 | 10-SEP-20 | 1076 |  | HOWARD | ST |  | COMPLETE | 21-SEP-20 | INCOM MECHANICAL INC | WORK CATEGORY: 2PB; STORM DRAIN FOR UTILITY WORK ON NATOMA ST
PW20200910521 | 10-SEP-20 | 1469 |  | FAIRFAX | AV |  | COMPLETE | 18-SEP-20 | ARB INC | WORK CATEGORY: 1P; GAS HOUSELINE EXTENSION
PW20200910531 | 10-SEP-20 | 230 |  | 06TH | ST |  | ISSUED | 10-SEP-20 | OCCIDENTAL EXPRESS | WORK CATEGORY: 2PA; INSTALLING OF PLUMBING FOR WATER HEATER WC AND LAV
PW20200910507 | 10-SEP-20 | 1865 |  | STOCKTON | ST | 0 | ISSUED | 10-SEP-20 | O'CONNOR PLUMBING & FIRE PROTECTION | WORK CATEGORY: 4PA; INSTALL FIRE SPRINKLER SYSTEM THROUGHOUT BUILDING. INSTALL UNDERGROUND FIRE SERVICE PER NFPA 24
PMW20200910533 | 10-SEP-20 | 1595 |  | DOLORES | ST |  | ISSUED | 10-SEP-20 | ZH MECHANICAL INC | WORK CATEGORY: 1M; REPLACE OLD FURNACE TO INSTALL THREE NEW FURNACE FOR UNIT #1595 #1597 #1599 INSTALL NEW VENT PIPE
PW20200910504 | 10-SEP-20 | 218 |  | WALLER | ST | 0 | COMPLETE | 21-SEP-20 | 24/7 ROOTER AND PLUMBING SERVICES INC | WORK CATEGORY: 1P; REPLACE APPROX 15 FEET OF SEWER PIPE FROM BUILDING TO SEWER HOUSE TRAP
PW20200910518 | 10-SEP-20 | 131 |  | TALBERT | ST |  | COMPLETE | 15-SEP-20 | ARB INC | WORK CATEGORY: 1P; GAS HOUSELINE EXT
PP20200910977 | 10-SEP-20 | 47 |  | GAVIOTA | WY |  | COMPLETE | 17-SEP-20 | MUELLER CONSTRUCTION | RENEW PP20190130726.
PP20200910986 | 10-SEP-20 | 1879 |  | 43RD | AV |  | ISSUED | 12-SEP-20 | SKYLIGHT TOOLS INC | 3-PIECE BATHROOM REMODEL WITH REPLACEMENT OF TOILET VANITY AND SHOWER/TUB. REMOVING STANDING SHOWER AND RELOCATING TOILET. KITCHEN REMODEL WITH LIKE-FOR-LIKE REPLACEMENT OF SINK.
PW20200910505 | 10-SEP-20 | 1707 |  | POWELL | ST |  | COMPLETE | 14-SEP-20 | O'CONNOR PLUMBING & FIRE PROTECTION | WORK CATEGORY: 5P; RECONFIGURE EXISTING FIRE SPRINKLER SYSTEM TO SUIT TENANT IMPROVEMENT. ADD (9) SPRINKLER HEADS AND REPLACE (8) EXISTING SPRINKLER HEADS.
PW20200910525 | 10-SEP-20 | 257 |  | ANDOVER | ST |  | COMPLETE | 28-SEP-20 | ON R WAY PLUMBING LLC | WORK CATEGORY: 1P; REPLACE SEWER HOUSE TRAP
PW20200910499 | 10-SEP-20 | 174 |  | MARGARET | AV |  | ISSUED | 10-SEP-20 | INFINITY PLUMBING & ROOTER | WORK CATEGORY: 1P; TOILET INSTALLATION IN BATHROOM
PW20200910530 | 10-SEP-20 | 2201 |  | 17TH | AV |  | COMPLETE | 17-SEP-20 | GARCIA PLUMBING AND MECHANICAL CO INC | WORK CATEGORY: 1P; NEW GAS SUPPLY TO FUTURE OUTLET
PM20200910979 | 10-SEP-20 | 225 |  | HOFFMAN | AV |  | ISSUED | 12-SEP-20 | ITU CONSTRUCTION | RUN NEW DUCTS FOR BASEMENT AND GARAGE LEVELS FOR NEW REGISTERS. INSTALL TWO NEW FURNACES. RUN WATER HEATERS VENTS AND HOOD VENT.
PW20200910528 | 10-SEP-20 | 1963 |  | OAK | ST |  | ISSUED | 10-SEP-20 | SAN YI PLUMBING LTD. | WORK CATEGORY: 2PA; ROUGH AND FINISH PLUMBING FOR ONE TOILET AND ONE HAND SINK.
PP20200910982 | 10-SEP-20 | 701 |  | MINNA | ST | 4 | ISSUED | 12-SEP-20 | GIULIANI CONSTRUCTION INCORP | UNIT 4: REMOVE BATHTUB INSTALL SHOWER PAN FAUCET SINK IN KITCHEN AND BATHROOMS. INSTALL TOILET AND SUPPLY LINES.
PW20200910496 | 10-SEP-20 | 172 |  | PORTOLA | DR | 0 | COMPLETE | 28-SEP-20 | CORNELY COMPANY | WORK CATEGORY: 1P; REMOVE AND REPLACE BACKFLOW DEVICE SN# WK286 MODEL 40203T2 SIZE 1/2"
PW20200910502 | 10-SEP-20 | 4301 |  | ULLOA | ST |  | ISSUED | 10-SEP-20 | KIWI PLUMBING INC. | WORK CATEGORY: 2PA; ABOVE FLOOR ROUGH IN AND TRIM OUT ON BATH AND LAUNDRY REMODEL.UNDERGROUND INSPECTION WAS COMPLETED ON PERMIT NUMBER PW20181209572
PP20200910976 | 10-SEP-20 | 88 |  | KING | ST | 110 | ISSUED | 12-SEP-20 | VENEGAS CONSTRUCTION INC | 110: BATHROOM 6'X13' REMODEL. REMOVE EXISTING BATHTUB AND INSTALL NEW SHOWER WITH FIXTURES.
PW20200910514 | 10-SEP-20 | 2287 |  | 14TH | AV |  | COMPLETE | 18-SEP-20 | ARB INC | WORK CATEGORY: 1P; GAS HOUSELINE EXT
PW20200910529 | 10-SEP-20 | 20 |  | CLAYTON | ST |  | COMPLETE | 15-SEP-20 | B H CHEN INC | WORK CATEGORY: 8P; REPLACE TWO BOILERS
PW20200910519 | 10-SEP-20 | 1997 |  | OAK | ST |  | ISSUED | 10-SEP-20 | NEIGHBORHOOD PLUMBING | WORK CATEGORY: 2PA; KITCHEN BATHROOM AND LAUNDRY REMODEL. UNIT 2
PP20200910978 | 10-SEP-20 | 225 |  | HOFFMAN | AV |  | ISSUED | 12-SEP-20 | ITU CONSTRUCTION | REPLACE SEVER. INSTALL SUM PUMP FOR DOWNSTAIR BATHROOM. INSALL TWO WATER HEATERS. ROUGH AND FINISH FOR 1 FULL BATHROOM HALF BATHROOM FULL KITCHEN.
PW20200910509 | 10-SEP-20 | 2514 |  | 34TH | AV |  | COMPLETE | 15-SEP-20 | ACE PLUMBING & ROOTER | WORK CATEGORY: 1P; SEWER REPAIR
PMW20200910523 | 10-SEP-20 | 2439 |  | OCEAN | AV |  | ISSUED | 10-SEP-20 | OCEAN AIR HEATING | WORK CATEGORY: 2M ; REPLACE FURNACE AND AIR CONDITIONING. HOOK UP TO EXISTING DUCT WORK GAS ELECTRICAL VENT FLUE.
PW20200910520 | 10-SEP-20 | 1301 |  | CLAY | ST |  | ISSUED | 10-SEP-20 | O'CONNOR PLUMBING & FIRE PROTECTION | WORK CATEGORY: 1P; REPLACE EXISTING FIXTURES IN 2 BATHROOMS IN UNIT #5
PW20200910506 | 10-SEP-20 | 4230 |  | 18TH | ST |  | ISSUED | 10-SEP-20 | VAL BETTI PLUMBING | WORK CATEGORY: 6PB; SMALL COMMERCIAL KITCHEN AND SERVICE BAR. ONE SINGLE OCCUPANCY RESTROOM.
PW20200910495 | 10-SEP-20 | 40 |  | SAINT ELMO | WY |  | ISSUED | 10-SEP-20 | POP PLUMBING INC. | WORK CATEGORY: 2PB; INSTALL NEW PLUMBING FOR TWO FULL BATHROOMS LAUNDRY ROOM MC. ROOM KITCHEN SINK BAR SINK RWLS CATCH BASIN FLOOR DRAIN AT GARAGE AND BACK YARD NEW BATHTUB AND TOILET AT MS.BATHROOM. RECONNECT PLUMBING FOR FULL BATHROOM AT 2ND FLOOR LAV. AND SHOWER AT MS.BATHROOM. NEW WATER MAIN . NEW GAS LINE FOR FIRE PLACE RANGE DRYER AND WATER HEATER.
PW20200910532 | 10-SEP-20 | 232 |  | 06TH | ST |  | ISSUED | 10-SEP-20 | OCCIDENTAL EXPRESS | WORK CATEGORY: 2PA; INSTALLING OF PLUMBING FOR WATER HEATER WC AND LAV.
PW20200910526 | 10-SEP-20 | 3508 |  | 23RD | ST |  | ISSUED | 10-SEP-20 | FEERICK PLUMBING | WORK CATEGORY: 2PB; INSTALL NEW PLUMBIN FOR 5 BATHROOMS 2 KITCHENS 2 LAUNDRY NEW HOUSE TRAPINSTALL 2 CONDENSING BOILERS WITH RADIANT HEATING AND SHOWER PANS
PW20200910517 | 10-SEP-20 | 357 |  | ARKANSAS | ST |  | COMPLETE | 15-SEP-20 | SHEERAN PIPELINE INC | WORK CATEGORY: 1P; INSTALL HOSE TRAP AND SEWER/STORM PIPE FROM BUILDING TO CURB
PW20200910524 | 10-SEP-20 | 1740 |  | OFARRELL | ST |  | COMPLETE | 11-SEP-20 | COMMERCIAL FIRE PROTECTION | WORK CATEGORY: 4PB; EXISTING RESTAURANT BUT WAS SLIGHTLY REMODELED RESULTING IN RELOCATING SOME SPRINKLER HEADS. EXPOSED OPEN CEILING VERY SMALL SPACE AND EASY TO INSPECT. FIRE HAS ALREADY REVIEWED AND APPROVED WAITING ON PLUMBING TO SIGN OFF.
PP20200910984 | 10-SEP-20 | 654 |  | CASTRO | ST |  | ISSUED | 12-SEP-20 | EPIC ENVIRONMENTAL COMPLIANCE SYSTEMS IN | UNIT 7 AND 8. NEW CONTRACTOR TAKES OVER PW20200505262. ADDITION OF DWELLING UNITS AT FIRST FLOOR. PLUMBING WORK INCLUDE SUPPLY LINES FOR 1 BATHROOM AND 1 KITCHEN IN EACH UNIT. DRAINS ARE ALREADY IN PLACE. NO DRAINWORK TO BE PERFORMED.
PW20200910498 | 10-SEP-20 | 1896 |  | PACIFIC | AV |  | ISSUED | 10-SEP-20 | EARTHQUAKE ENTERPRISES INC DBA HETHERING | WORK CATEGORY: 8P; REMOVE EXISTING BOILER SERIAL #211-9302-0984 AND REPLACE WITH NEW STEAM BOILER
PP20200910975 | 10-SEP-20 | 65 |  | GLOVER | ST |  | ISSUED | 12-SEP-20 | DELEON BUILDERS INC | REPLACE SHOWER PAN IN SAME LOCATION.
PW20200910497 | 10-SEP-20 | 377 |  | OAK | ST | 0 | ISSUED | 10-SEP-20 | HERNANDEZ PLUMBING | WORK CATEGORY: 1P; NEW DRAINS VENTS AND WATER LINES FOR (1 BATHROOM). 1 SHOWER 1 TOILET AND 1 SINK. AND INSTALLATION OF 1 SHOWER PAN.
PP20200910974 | 10-SEP-20 | 80 |  | POND | ST | 0 | ISSUED | 12-SEP-20 | BUILD UDREAM BUILDERS | ONE BATHROOM REMODEL IN KIND. NEW PLUMBING FIXTURES NEW SHOWER PAN. NO EXTERIOR WORK.
PW20200911553 | 11-SEP-20 | 5 |  | JOY | ST |  | ISSUED | 11-SEP-20 | NORTH STAR PLUMBING & FIRE PROTECTION | WORK CATEGORY: 2PB; NEW CONSTRUCTION PLUMBING WORK OF (3.5) BATHROOMS (2) SHOWER PANS (1) KITCHEN AND (1) LAUNDRY ROOM. HOUSE TO STREET NEW SEWER SERVICE WATERLINE SERVICE. SCOPE INCLUDES UNDERGROUND PLUMBING.
PW20200911547 | 11-SEP-20 | 234 |  | RITCH | ST |  | ISSUED | 11-SEP-20 | WATER HEATERS ONLY INC | WORK CATEGORY: 1P; R/R 40 GALLON GAS WATER HEATER. SAME LOCATION
PW20200911560 | 11-SEP-20 | 21 |  | JOY | ST |  | ISSUED | 11-SEP-20 | NORTH STAR PLUMBING & FIRE PROTECTION | WORK CATEGORY: 2PB; NEW CONSTRUCTION PLUMBING WORK OF (4.5) BATHROOMS (3) SHOWER PANS (1) KITCHEN (1) LAUNDRY ROOM. HOUSE TO STREET NEW SEWER LINE SERVICE AND WATER LINE SERVICE. SCOPE INCLUDES UNDERGROUND PLUMBING.
PW20200911550 | 11-SEP-20 | 2246 |  | 14TH | AV |  | COMPLETE | 14-SEP-20 | ARB INC | WORK CATEGORY: 1P; GAS HOUSELINE EXT
PW20200911535 | 11-SEP-20 | 378 |  | CUMBERLAND | ST |  | ISSUED | 11-SEP-20 | MOONLIGHT PLUMBING | WORK CATEGORY: 1P; GAS LINE TO FIRE PLACE REPLACE KITCHEN FIXTURES IN EXISTING LOCATION REPLACE MASTER BATHROOM FIXTURES IN EXISTING LOCATIONS
PW20200911546 | 11-SEP-20 | 127 |  | CORONA | ST |  | COMPLETE | 16-SEP-20 | FIVE STAR PLUMBING & ROOTER | WORK CATEGORY: 1P; SEWER LATERAL REPLACEMENT
PW20200911534 | 11-SEP-20 | 236 |  | WHITNEY | ST |  | ISSUED | 11-SEP-20 | STEVEN YEUNG INC DBA CHUNG WAH PLBG&FIRE | WORK CATEGORY: 1P; REMODEL KITCHEN AND LAUNDRY
PMW20200911538 | 11-SEP-20 | 118 |  | LAKE MERCED HILL SO | BL |  | COMPLETE | 15-SEP-20 | LONDON CHIMNEY SERVICES INC | WORK CATEGORY: 1M; INSTALL VENT FLUE PIPE SYSTEM FOR ONE GAS FIREPLACE MODEL PROBUILDER 42 LINEAR APPLIANCE MANUFACTURED BY FIREPLACE XTRODINAIR A DIVISION OF TRAVIS INDUSTRIES.
PW20200911539 | 11-SEP-20 | 3726 |  | WEBSTER | ST |  | ISSUED | 11-SEP-20 | NORTH SOUTH PLUMBING INC. | WORK CATEGORY: 1P; REMODEL TWO EXISTING BATHROOMS AND INSTALL NEW DWV FOR LAUNDRY SYSTEM.
PW20200911545 | 11-SEP-20 | 1630 |  | UNION | ST | 0 | COMPLETE | 23-SEP-20 | MADDEN PLUMBING LLC | WORK CATEGORY: 4PA; INSTALLATION OF 4" BACKFLOW PREVENTER
PW20200911548 | 11-SEP-20 | 38 |  | RICHLAND | AV |  | ISSUED | 11-SEP-20 | WATER HEATERS ONLY INC | WORK CATEGORY: 1P; R/R 40 GALLON GAS WATER HEATER. SAME LOCATION
PW20200911541 | 11-SEP-20 | 1317 |  | HAIGHT | ST |  | COMPLETE | 29-SEP-20 | SUGAR BEAR PLUMBING | WORK CATEGORY: 1P; SEWER LATERAL / HOUSE TRAP
PW20200911554 | 11-SEP-20 | 1628 |  | 12TH | AV | 1 | ISSUED | 11-SEP-20 | HOGAN SYSTEMS INC | WORK CATEGORY: 8P; REMOVED OLD GAS BOILER AND ADDED NEW GAS BOILER
PW20200911537 | 11-SEP-20 | 3250 |  | 18TH | ST |  | COMPLETE | 16-SEP-20 | PRIBUSS ENGINEERING INC | WORK CATEGORY: 4PA; AS14496 - FIRE SPRINKLER TENANT IMPROVEMENT: MODIFY SPRINKLER SYSTEM TO ACCOMMODATE EXISTING WALLS PER FIRE INSPECTOR'S COMMENTS. TOTAL SPRINKLERS THIS PROJECT = 6
PW20200911559 | 11-SEP-20 | 1114 |  | LAKE | ST |  | COMPLETE | 24-SEP-20 | PROJECT CONTRACTOR INC | WORK CATEGORY: 4PA; RENEW OF EXPIRED PLUMBING PERMIT #PP20181105354 FOR FINAL FIRE SPRINKLER INSPECTION. REFER TO APP#201810314614 & APP#201905201148 (REVISED PERMIT). MODIFY OF SPRINKLER SYSTEM TO ACCOMMODATE NEW PARTITIONING PER NFPA 13 AT GROUND FLOOR ONLY. TOTAL 33 SPRINKLER HEADS.
PW20200911561 | 11-SEP-20 | 2512 |  | QUINT | ST | 0 | ISSUED | 11-SEP-20 | NORTH STAR PLUMBING & FIRE PROTECTION | WORK CATEGORY: 4PB; NEW FIRE SPRINKLER SYSTEM. HOUSE TO STREET WATER LINE SERVICE FOR FIRE SPRINKLER SYSTEM. SCOPE INCLUDES UNDERGROUND WORK.
PW20200911549 | 11-SEP-20 | 955 |  | WISCONSIN | ST |  | ISSUED | 11-SEP-20 | NORTH STAR PLUMBING & FIRE PROTECTION | WORK CATEGORY: 4PA; NEW FIRE SPRINKLER SYSTEM. HOUSE TO STREET UNDERGROUND WATER LINE SERVICE FOR FIRE SPRINKLER SYSTEM.
PW20200911551 | 11-SEP-20 | 381 |  | MULLEN | AV |  | COMPLETE | 18-SEP-20 | SUGAR BEAR PLUMBING | WORK CATEGORY: 1P; SEWER LATERAL AND HOUSE TRAP
PMW20200911563 | 11-SEP-20 | 1209 |  | PALOU | AV |  | ISSUED | 11-SEP-20 | ENERGY CONCEPTS | WORK CATEGORY: 1M; DUCTLESS MINI-SPLIT IN BASEMENT
PP20200911989 | 11-SEP-20 | 510 |  | STOCKTON | ST | 0 | FILED | 11-SEP-20 | PS2 INC | TEST
PP20200911987 | 11-SEP-20 | 181 |  | FREMONT | ST | 68 | ISSUED | 15-SEP-20 | MARELICH MECHANICAL CO INC | T&M PLUMBING T.I. INCLUDING WASHER/DRYER RELOCATION WASTE PIPE CAPPING AND CONDESATE LINE SHIFT.
PW20200911556 | 11-SEP-20 | 15 |  | JOY | ST |  | ISSUED | 11-SEP-20 | NORTH STAR PLUMBING & FIRE PROTECTION | WORK CATEGORY: 2PB; NEW CONSTRUCTION PLUMBING WORK OF (4.5) BATHROOMS (3) SHOWER PANS (1) KITCHEN AND (1) LAUNDRY ROOM. HOUSE TO STREET NEW SEWER LINE AND WATER LINE SERVICE. SCOPE INCLUDES UNDERGROUND PLUMBING.
PW20200911558 | 11-SEP-20 | 2839 |  | BRODERICK | ST |  | ISSUED | 11-SEP-20 | COASTLINE PLUMBING | WORK CATEGORY: 2PB; UNITS 2835 2837 28391) UNDER GROUND SEWER DRAIN LINE IN THE GARAGE. 2) ROUGH AND FINISH PLUMBING. 3) NEW GAS LINES TO A 3 UNITS AND THE GAS FIXTURES. 4) 3 NEW TANKLESS WATER HEATERS. 5) NEW DOMESTIC WATER SERVICE FROM THE METER TO THE HOUSE. 6) NEW K COPPER WATER LINE FROM THE METER TO THE HOUSE FOR THE FIRE SPRINKLER SYSTEM. 7) NEW BACK FLOW VALVE FOR THE FIRE SPRINKLER LINE. 8) FLOOR DRAINS IN BOTH GARAGE.
PW20200911536 | 11-SEP-20 | 501 |  | CASTRO | ST |  | ISSUED | 11-SEP-20 | PRIBUSS ENGINEERING INC | WORK CATEGORY: 5P; JC4991 - GROUND FLOOR - FURNISH AND INSTALL PLUMBING FIXTURES FOR BREAKROOM: SINK AND FAUCET MIXING VALVE WASTE PUMP TANKLESS ELECTRIC WATER HEATER AIR GAP DRAIN AND REDUCED PRESSURE BACKFLOW. ROUGH-IN AND CONNECT OWNER-FURNISHED WATER DISPENSER FRIDGE ICEMAKER AND COFFEE MAKER. FURNISH AND INSTALL PLUMBING FIXTURES FOR UNISEX RESTROOM: LAVATORY SINK FAUCET AND FLOOR-MOUNT WATER CLOSET. PROVIDE INSULATED CONDENSATE DRAIN PIPING WITH CONDENSATE PUMP FOR (2) UNITS.
PMW20200911543 | 11-SEP-20 | 88 |  | ENTRADA | CT |  | COMPLETE | 01-OCT-20 | SCHMITT HEATING CO INC | WORK CATEGORY: 1M; REPLACE EXISTING FLUE IN BASEMENT WITH NEW DOUBLE WALL FLUE PIPE.
PW20200911562 | 11-SEP-20 | 1273 |  | RHODE ISLAND | ST |  | ISSUED | 11-SEP-20 | FRIENDLY PLUMBER | WORK CATEGORY: 2PB; INSTALL UNDERGROUND ROUGH PLUMBING FOR TOILET SINK LAUNDRY AND FLOOR DRAIN WITH TRAP PRIMER. TANKLESS WATER HEATER
PW20200911540 | 11-SEP-20 | 161 |  | EDINBURG | ST | 0 | ISSUED | 11-SEP-20 | MAJESTIC LANDSCAPE | WORK CATEGORY: 1P; INSTALL SINK SHOWER AND TOILET IN EXISTING ROOM
PW20200911557 | 11-SEP-20 | 878 |  | RHODE ISLAND | ST |  | ISSUED | 11-SEP-20 | NORTH STAR PLUMBING & FIRE PROTECTION | WORK CATEGORY: 4PA; NEW FIRE SPRINKLER SYSTEM. HOUSE TO STREET UNDERGROUND WATER LINE SERVICE FOR FIRE SPRINKLER
PP20200911988 | 11-SEP-20 | 248 |  | SAN JOSE | AV | 0 | ISSUED | 12-SEP-20 | EVERSON DAVID PEREZ | MASTER BATHROOM REMODELING WITH CHANGE BATHTUB TO SHOWER.
PMW20200911544 | 11-SEP-20 | 388 |  | MARKET | ST |  | COMPLETE | 23-SEP-20 | ALLIED HEATING & AIR CONDITINING | WORK CATEGORY: 5M; HHW AND CONDENSER WATER PIPING FOR WSHP.
PMW20200911542 | 11-SEP-20 | 176 |  | KENWOOD | WY |  | COMPLETE | 16-SEP-20 | SCHMITT HEATING CO INC | WORK CATEGORY: 1M; REPLACE EXISTING FURNACE WITH NEW HEAT PUMP SYSTEM AND CONNECT TO EXISTING CONDENSATE DRAIN LINE.
PW20200911555 | 11-SEP-20 | 9 |  | JOY | ST |  | ISSUED | 11-SEP-20 | NORTH STAR PLUMBING & FIRE PROTECTION | WORK CATEGORY: 2PB; NEW CONSTRUCTION PLUMBING WORK OF (3.5) BATHROOMS (2) SHOWER PANS (1) KITCHEN AND (1) LAUNDRY ROOM. HOUSE TO STREET NEW SEWER SERVICE.WATER LINE SERVICE. SCOPE INCLUDES UNDERGROUND PLUMBING.
PW20200911552 | 11-SEP-20 | 114 |  | HANCOCK | ST |  | COMPLETE | 18-SEP-20 | JOSEPH TINSLEY PLUMBING | WORK CATEGORY: 1P; SEWER AND HOUSE TRAP REPLACEMENT.
PP20200912992 | 12-SEP-20 | 366 |  | STRATFORD | DR |  | ISSUED | 15-SEP-20 | UNTITLED LABS INC | BATHROOM REMODEL IN KIND. (N) TUB/SHOWER (N) TOILET (N)VANITY (N) FIXTURES.
PP20200912995 | 12-SEP-20 | 3638 | 3642 | 19TH | ST |  | COMPLETE | 22-SEP-20 | BRIGHTER BAY BUILDERS INC | REFERENCE TO PP2020115805. ADD SHOWER PAN ON 3642 A 19TH ST.
PW20200912567 | 12-SEP-20 | 941 |  | TREAT | AV |  | ISSUED | 12-SEP-20 | A M WEST MECHANICAL INC. | WORK CATEGORY: 4PB; INSTALL NEW OVERHEAD FIRE SPRINKLER SYSTEM .INSTALL NEW WATER SERVICE LINE FOR NEW FIRE SPRINKLER SYSTEM.
PW20200912564 | 12-SEP-20 | 130 |  | DEVONSHIRE | WY |  | COMPLETE | 22-SEP-20 | INFINITY PLUMBING & ROOTER | WORK CATEGORY: 1P; SEWER LINE REPLACEMENT
PM20200912997 | 12-SEP-20 | 336 |  | HOWTH | ST |  | ISSUED | 14-SEP-20 | HONG CHANG CONSTRUCTION INC | REPLACE NEW FURNACE FOR WHOLE HOUSE.
PP20200912003 | 12-SEP-20 | 488 |  | FOLSOM | ST | 3405 | ISSUED | 14-SEP-20 | AGUILERA CONSTRUCTION COMPANY | 3405: MOVE FIRE SPRINKLER APPROX 3".
PP20200912993 | 12-SEP-20 | 2224 |  | CLAY | ST |  | ISSUED | 14-SEP-20 | JPG HOME IMPROVEMENT INC | 2ND FLOOR KITCHEN AND BATHROOM REMODEL WITHOUT REMOVING ALL WALLS AND DOORS
PP20200912999 | 12-SEP-20 | 1409 | 1415 | SOUTH VAN NESS | AV | 0 | ISSUED | 15-SEP-20 | GLADIATOR REPIPE INC | COPPER REPIPE FOR 20 UNITS AND PARTIAL DRAIN REPLACEMENT ON FIRST FLOOR.
PP20200912991 | 12-SEP-20 | 1699 |  | VALLEJO | ST | 3 | ISSUED | 14-SEP-20 | ZEC & ROS PLUMBING INC | UNIT 3: REFERENCE PP20200828804 ADD SHOWER PAN.
PP20200912004 | 12-SEP-20 | 36 |  | HEATHER | AV |  | ISSUED | 15-SEP-20 | KNAB BUILDER | SHOWER PAN LEAKAGE REPAIR/WATER PROOFING/NEW FAUCETS.
PW20200912565 | 12-SEP-20 | 652 |  | CAPP | ST |  | ISSUED | 12-SEP-20 | A M WEST MECHANICAL INC. | WORK CATEGORY: 4PA; INSTALL NEW FIRE SPRINKLER SYSTEM IN NEW ADU.INSTALL NEW WATER SERVICE LINE FOR NEW FIRE SPRINKLER SYSTEM.
PP20200912994 | 12-SEP-20 | 24 |  | JASPER | PL |  | ISSUED | 14-SEP-20 | EVERSON DAVID PEREZ | UNIT 28: BATHROOM REMODELING WITH CHANGE BATHTUB TO SHOWER. INSTALL DISHWASHER IN KITCHEN.UNIT 32: KITCHEN REMODEL. REPLACE VANITY IN BATHROOM.
PW20200912568 | 12-SEP-20 | 1324 |  | CLAYTON | ST |  | ISSUED | 12-SEP-20 | ORAN PLUMBING CORP | WORK CATEGORY: 2PB; INSTALL NEW SEWER LINE FROM HOUSE TRAP TO TOP OF DRIVEWAY
PP20200912002 | 12-SEP-20 | 495 |  | 27TH | AV |  | ISSUED | 14-SEP-20 | MAKSIM KORZHENKOV | EXTENDED EXISTING BATHROOM NEW SHOWER PAN ALL NEW FIXTURE.
PP20200912990 | 12-SEP-20 | 120 |  | CRESTA VISTA | DR |  | ISSUED | 15-SEP-20 | DLIU CONSTRUCTION | ADD ONE BATHROOM TO THE FIRST FLOOR.
PW20200912566 | 12-SEP-20 | 953 |  | TREAT | AV |  | ISSUED | 12-SEP-20 | A M WEST MECHANICAL INC. | WORK CATEGORY: 4PB; INSTALL NEW OVERHEAD FIRE SPRINKLER SYSTEM.INSTALL NEW WATER SERVICE LINE FOR NEW FIRE SPRINKLER SYSTEM
PP20200912005 | 12-SEP-20 | 1501 |  | DIAMOND | ST |  | ISSUED | 15-SEP-20 | BAILEY GENERAL CONTRACTING CO INC | REPLACE THE PLUMBING FIXTURES IN KIND IN THE 2 FULL BATHROOMS 1 HALF BATH AND KITCHEN.
PP20200912998 | 12-SEP-20 | 250 |  | TRUMBULL | ST |  | ISSUED | 15-SEP-20 | TERRY GAMBOA | RENEW PP20190610583 FOR FINAL INSPECTION.
PP20200912001 | 12-SEP-20 | 250 |  | PAGE | ST |  | ISSUED | 15-SEP-20 | GLADIATOR REPIPE INC | COPPER REPIPE FOR 20 UNITS.
PW20200912569 | 12-SEP-20 | 2565 |  | 03RD | ST |  | ISSUED | 12-SEP-20 | PRECISION PLUMBING | WORK CATEGORY: 5P; RECONFIGURE EXISTING BATHROOM TO MEET CURRENT ADA COMPLIANCE ONE FLOOR MOUNT TOILET ONE WALL MOUNT SINK ONE FLOOR DRAIN ONE KITCHEN TYPE SINK W/DISHWASHER ONE ELECTRIC WATER HEATER PARTIAL TO REMAIN RECONNECT TO EXISTING DRAIN VENT AND H2O HVAC CONDENSATION DRAIN.
PP20200912996 | 12-SEP-20 | 336 |  | HOWTH | ST |  | ISSUED | 14-SEP-20 | HONG CHANG CONSTRUCTION INC | REMODEL KITCHEN 2 FULL BATHROOM AT 2ND FLOOR. REPLACE NEW TANKLESS WATER.
PW20200913571 | 13-SEP-20 | 861 |  | FELL | ST | 0 | COMPLETE | 24-SEP-20 | M C R CONTRACTING | WORK CATEGORY: 2PA; FINAL INSPECTION ON 5 RESIDENTIAL UNITS WHERE ORIGINAL PERMIT HAS EXPIRED
PW20200913578 | 13-SEP-20 | 990 |  | GEARY | ST |  | ISSUED | 13-SEP-20 | PERFORMANCE PLUMBING | WORK CATEGORY: 1P; UNIT #509 REMODEL LAUNDRY. BUILDING PERMIT #202009023246WORK DONE BY B-SIDE INC.
PW20200913576 | 13-SEP-20 | 267 |  | GREEN | ST |  | ISSUED | 13-SEP-20 | PERFORMANCE PLUMBING | WORK CATEGORY: 1P; UNIT #2 REMODEL LAUNDRY. BUILDING PERMIT # 202008312970
PW20200913584 | 13-SEP-20 | 52 |  | CARRIZAL | ST |  | ISSUED | 13-SEP-20 | BROTHER COMPANY *** CHECK I.D. *** | WORK CATEGORY: 2PA; INSTALL ONE NEW BATHROOM AND ONE WASHER AND DRYER.
PW20200913582 | 13-SEP-20 | 1474 |  | SACRAMENTO | ST |  | ISSUED | 13-SEP-20 | PERFORMANCE PLUMBING | WORK CATEGORY: 1P; UNIT #309 REMODEL LAUNDRY. BUILDING PERMIT #202009043454WORK DONE BY B-SIDE INC.
PW20200913573 | 13-SEP-20 | 400 |  | DUBOCE | AV |  | ISSUED | 13-SEP-20 | PERFORMANCE PLUMBING | WORK CATEGORY: 1P; REMODEL LAUNDRY. BUILDING PERMIT #202008131688WORK DONE BY B-SIDE INC.
PW20200913581 | 13-SEP-20 | 106 |  | SANCHEZ | ST |  | ISSUED | 13-SEP-20 | PERFORMANCE PLUMBING | WORK CATEGORY: 2PA; UNIT #16 REMODEL BATHROOM REMODEL KITCHEN REMODEL LAUNDRY. BUILDING PERMIT #202008061286WORK DONE BY B-SIDE INC.
PW20200913575 | 13-SEP-20 | 1656 |  | LEAVENWORTH | ST |  | ISSUED | 13-SEP-20 | PERFORMANCE PLUMBING | WORK CATEGORY: 1P; UNIT #7 REMODEL LAUNDRY. BUILDING PERMIT #202009023241WORK DONE BY B-SIDE INC.
PW20200913574 | 13-SEP-20 | 106 |  | SANCHEZ | ST |  | ISSUED | 13-SEP-20 | PERFORMANCE PLUMBING | WORK CATEGORY: 2PA; UNIT #11 REMODEL BATHROOM REMODEL KITCHEN REMODEL LAUNDRY. BUIDING PERMIT #202009023244WORK DONE BY B-SIDE INC.
PW20200913579 | 13-SEP-20 | 50 |  | LAGUNA | ST |  | ISSUED | 13-SEP-20 | PERFORMANCE PLUMBING | WORK CATEGORY: 2PA; UNIT #2 REMODEL BATHROOM REMODEL KITCHEN REMODEL LAUNDRY. BUILDING PERMIT #202007079766WORK DONE BY B-SIDE INC.
PW20200913580 | 13-SEP-20 | 915 |  | PIERCE | ST |  | ISSUED | 13-SEP-20 | PERFORMANCE PLUMBING | WORK CATEGORY: 2PA; UNIT #305 REMODEL BATHROOM REMODEL KITCHEN REMODEL LAUNDRY. BUILDING PERMIT #202007200505WORK DONE BY B-SIDE INC.
PW20200913577 | 13-SEP-20 | 2600 |  | VAN NESS | AV |  | ISSUED | 13-SEP-20 | PERFORMANCE PLUMBING | WORK CATEGORY: 1P; UNIT #406 REMODEL LAUNDRY. BUILDING PERMIT #202009023247WORK DONE BY B-SIDE INC.
PW20200913570 | 13-SEP-20 | 466 |  | VALLEJO | ST | 0 | COMPLETE | 22-SEP-20 | DLB PLUMBING | WORK CATEGORY: 1P; SEWER REPLACEMENT
PW20200913583 | 13-SEP-20 | 449 |  | OFARRELL | ST |  | ISSUED | 13-SEP-20 | PERFORMANCE PLUMBING | WORK CATEGORY: 2PA; UNIT #207 REMODEL BATHROOM REMODEL KITCHEN REMODEL LAUNDRY. BUILDING PERMIT #202009043458WORK DONE BY B-SIDE INC.
PW20200913585 | 13-SEP-20 | 385 |  | EDDY | ST |  | ISSUED | 13-SEP-20 | D & S LEONG ASSOCIATES | WORK CATEGORY: 8P; REMOVE EXISTING BOILER SERIAL NUMBER A83-12 STEAM BOILER REPLACE WITH ONE HYDRONIC HOT WATER HEATING BOILER AND INSTALL 82 UNITS WALL PANEL RADIATORS NEW PIPING AND PVC FLUE PIPING
PW20200913572 | 13-SEP-20 | 3150 |  | FRANKLIN | ST | 0 | ISSUED | 13-SEP-20 | PERFORMANCE PLUMBING | WORK CATEGORY: 2PA; REMODEL BATHROOM REMODEL KITCHEN REMODEL LAUNDRY.WORK DONE BY B-SIDE INC.
PW20200914618 | 14-SEP-20 | 2454 |  | FRANCISCO | ST |  | ISSUED | 14-SEP-20 | DUGGAN PLUMBING INC | WORK CATEGORY: 1P; REMODEL KITCHEN
PW20200914594 | 14-SEP-20 | 1200 |  | SACRAMENTO | ST | 403 | ISSUED | 14-SEP-20 | ARDENBROOK INC | WORK CATEGORY: 1P; THIS IS A STUDIO UNIT I WILL BE REPLACING THE KITCHEN COUNTER TOPS WILL NEED TO CHANGE THE ANGEL STOPS AND DRAIN AT THE SAME TIME. IN THE BATHROOM I NEED TO CHANGE THE SHOWER VALVE AND SHOWER WALLS THE SHOWER PAN WILL REMAIN AND WILL BE CHANGING THE VANITY ALONG WITH ANGEL STOPS AND DRAIN.
PMW20200914592 | 14-SEP-20 | 39 |  | BRODERICK | ST | 0 | ISSUED | 14-SEP-20 | OKELL'S FIREPLACE | WORK CATEGORY: 1M; INSTALL 2 DIRECT VENT GAS INSERTS PER MANUAL SPECS. GAS LINE BY OTHERS.
PP20200914029 | 14-SEP-20 | 2175 |  | 33RD | AV |  | ISSUED | 15-SEP-20 | HOMEOWNER'S PERMIT | PERMIT RENEWAL. THE FEES FOR THE ORIGINAL PERMIT SHOULD HAVE BEEN $255.75.
PW20200914617 | 14-SEP-20 | 67 |  | RAMONA | AV |  | COMPLETE | 22-SEP-20 | DISCOUNT PLUMBING CO | WORK CATEGORY: 1P; GAS LINE REPLACEMENT
PW20200914610 | 14-SEP-20 | 801 |  | SUTTER | ST |  | ISSUED | 14-SEP-20 | PRIBUSS ENGINEERING INC | WORK CATEGORY: 8P; JC5011 - DISCONNECT AND REMOVE LEAKING PEERLESS 211A SERIAL NUMBER 211A95020294 STEAM BOILER. INSTALL NEW PEERLESS LC-05 STEAM BOILER. REARRANGE PIPING IN BOILER ROOM AS NEEDED FOR COMPLETE REPLACEMENT.
PW20200914623 | 14-SEP-20 | 1541 |  | FILBERT | ST | 1 | COMPLETE | 18-SEP-20 | JOSEPH TINSLEY PLUMBING | WORK CATEGORY: 1P; SPOT REPAIR ON BUILDING DRAIN.
PW20200914624 | 14-SEP-20 | 140 |  | TIFFANY | AV |  | ISSUED | 14-SEP-20 | FONG'S CONSTRUCTION & PLUMBING | WORK CATEGORY: 4PB; INSTALL FIRE SPRINKLER SYSTEM IN 4 NEW ADUS INCLUDING UNDERGROUND FIRE SERVICE
PP20200914016 | 14-SEP-20 | 2232 |  | NORTH POINT | ST |  | ISSUED | 16-SEP-20 | MASHAL BUILDERS & CONTRACTORS INC | APARTMENT 4: REMODEL OF KITCHEN BATHROOM AND LUANDRY. BATHTUB TO REMAIN NOW SHOWER PAN NO UNDERGROUND WORK.
PW20200914632 | 14-SEP-20 | 343 |  | BENNINGTON | ST |  | ISSUED | 14-SEP-20 | TAI LAM MAK | WORK CATEGORY: 2PA; INSTALL 6 TOILETS 8 SINKS 4 SHOWER 3 SET WASHER AND DRYER 2 GARBAGE DISPOSAL 2 DISHWASHER 2 STOVE 2 WATER HEATER 2 GAS LINE
PP20200914035 | 14-SEP-20 | 57 |  | THERESA | ST |  | ISSUED | 22-SEP-20 | AAA CONSTRUCTION & DESIGN | KITCHEN REMODEL: NEW SINK NEW GARBAGE DISPOSAL NEW FAUCET NEW APPLIANCES. ONE HALLWAY BATHROOM REMODEL: KEEP EXISTING TUB NEW SHOWER VALVE NEW TOILET NEW VANITY.
PW20200914628 | 14-SEP-20 | 218 |  | MOULTRIE | ST |  | COMPLETE | 21-SEP-20 | P J ROMEO PLUMBING & HEATING | WORK CATEGORY: 2PB; INSTALLATION OF DRIVEWAY DRAIN AND BACKWATER FITTING
PW20200914589 | 14-SEP-20 | 345 |  | CALIFORNIA | ST |  | COMPLETE | 17-SEP-20 | GOLDEN GATE FIRE PROTECTION INC | WORK CATEGORY: 4PB; 20-129 RELOCATE 3 HEADS ON THE 11TH FLOOR
PMW20200914616 | 14-SEP-20 | 1746 |  | 08TH | AV |  | COMPLETE | 16-SEP-20 | AIR FLOW PRO'S | WORK CATEGORY: 1M; CHANGEOUT TO 80% EFFICIENT FURNACE
PW20200914586 | 14-SEP-20 | 555 |  | CALIFORNIA | ST | 0 | COMPLETE | 17-SEP-20 | GOLDEN GATE FIRE PROTECTION INC | WORK CATEGORY: 4PB; 20-122 RELOCATE 1 HEAD IN MOTHER ROOM ON CONCOURSE LEVEL
PW20200914609 | 14-SEP-20 | 553 |  | 15TH | AV |  | ISSUED | 14-SEP-20 | O'CONNOR PLUMBING & FIRE PROTECTION | WORK CATEGORY: 1P; TO OBTAIN FINAL INSPECTION FOR EXPIRED PERMIT (PW20190724631)
PMW20200914598 | 14-SEP-20 | 196 |  | JULES | AV |  | COMPLETE | 30-SEP-20 | AIR FLOW PRO'S | WORK CATEGORY: 1M; CHANGEOUT TO 80% GAS EFFICIENT FURNACE
PM20200914007 | 14-SEP-20 | 1059 |  | OAK | ST | 3 | ISSUED | 15-SEP-20 | BASSAD INC./DBA: EVERLAST CONSTRUCTION | UNIT 3: INSTALL EXHAUST FAN AND HOOD SYSTEM.
PP20200914006 | 14-SEP-20 | 1059 |  | OAK | ST | 3 | ISSUED | 15-SEP-20 | BASSAD INC./DBA: EVERLAST CONSTRUCTION | UNIT 3: BATHROOM REMODELING-CONVERT TUB TO SHOWER. KITCHEN REMODELING SHUTOFF VALVE.
PW20200914627 | 14-SEP-20 | 2118 |  | 31ST | AV |  | ISSUED | 14-SEP-20 | EOIN DE BARRA PLUMBING | WORK CATEGORY: 2PA; INSTALLATION OF SOLAR HEATING SYSTEM TO ACCOMMODATE RADIANT UNDERFLOOR HEATING INSTALLATION ON 2ND FLOOR AND 3 RADIATORS ON GROUND FLOOR. INSTALLATION TO INCLUDE PIPING OF SOLAR PANELS AND WATER HEATER.
PP20200914031 | 14-SEP-20 | 1862 |  | 26TH | AV |  | ISSUED | 16-SEP-20 | REALTY BUILDERS INC | BATHROOM LIKE FOR LIKE UPGRADE PLUMBING REPLACE SINK TOILET TUB SHOWER PAN.
PW20200914621 | 14-SEP-20 | 1353 |  | LOMBARD | ST |  | ISSUED | 14-SEP-20 | SAEHAN FIRE PROTECTION INC | WORK CATEGORY: 4PA; INSTALL OVERHEAD FIRE SPRINKLER SYSTEM AND UNDERGROUND FIRE SPRINKLER MAIN
PP20200914033 | 14-SEP-20 | 101 |  | STONERIDGE | LN |  | ISSUED | 15-SEP-20 | GREEN CALIFORNIA BUILDERS INC | GUEST BATHROOM REMODELING. REPLACE VANITY DOUBLE SINK REPLACE TOILET REPLACE TUB. NO PLUMBING RELOCATION.
PW20200914593 | 14-SEP-20 | 1037 |  | POLK | ST |  | ISSUED | 14-SEP-20 | BRIAN FUSCO PLUMBING | WORK CATEGORY: 1P; FINAL OUT PERMIT #PW20191105070
PMW20200914633 | 14-SEP-20 | 3826 |  | 25TH | ST |  | ISSUED | 14-SEP-20 | M C L HEATING & AIR CONDITIONING INC | WORK CATEGORY: 1M; INSTALL QTY 3 MITSUBISHI WALL MOUNT AIR CONDITIONING MINI SPLIT SYSTEMS
PW20200914606 | 14-SEP-20 | 5545 |  | 03RD | ST |  | COMPLETE | 17-SEP-20 | ACE PLUMBING & ROOTER | WORK CATEGORY: 1P; INSTALLATION OF NEW 100-GALLON WATER HEATER
PW20200914600 | 14-SEP-20 | 300 |  | GRANT | AV |  | COMPLETE | 14-SEP-20 | PAN-PACIFIC MECHANICAL LLC | WORK CATEGORY: 8P; INSTALLATION OF TWO 500 MBH BOILERS.
PW20200914591 | 14-SEP-20 | 200 |  | WALNUT | ST |  | COMPLETE | 15-SEP-20 | FOX MERCHANDISING INTERNATIONAL INC DBA | WORK CATEGORY: 1P; (1) SHOWER PAN INSPECTION
PW20200914595 | 14-SEP-20 | 3 |  | EMBARCADERO CENTER | * |  | ISSUED | 14-SEP-20 | PRIBUSS ENGINEERING INC | WORK CATEGORY: 5P; JC5001 - 10TH-22ND FLOORS - NEW PLUMBING WASTE VENT AND WATER PIPING TO BE CONNECTED TO EXISTING BUILDING PLUMBING SYSTEM FOR TI PANTERIES AND MOTHERS ROOM SINKS FOOD SERVICE EQUIPMENT AND CORE RESTROOM FIXTURES TO INCLUDE THE ELECTRICAL TANK TYPE AND TANKLESS WATER HEATERS BACKFLOW PREVENTERS AT 18TH THROUGH 22ND FLOORS.
PMW20200914597 | 14-SEP-20 | 188 |  | FLOURNOY | ST |  | ISSUED | 14-SEP-20 | SUPREME AIR MECHANICAL | WORK CATEGORY: 1M; INSTALL MINI SPLIT HEAT PUMPS
PW20200914626 | 14-SEP-20 | 80 |  | COLLINGWOOD | ST | 202 | ISSUED | 14-SEP-20 | TAVOR PLUMBING | WORK CATEGORY: 1P; REPLACE EXISTING 50 GALLONS WATER HEATER
PW20200914619 | 14-SEP-20 | 100 |  | LAGUNA | ST |  | ISSUED | 14-SEP-20 | KATO PLUMBING | WORK CATEGORY: 2PB; 3 KITCHEN SINKS 3 TOILETS 3 LAVATORY 3 BATH TUB TANK LESS WATER HEATER 3 FLOOR SINKS 3 FLOOR DRAIN 2 WASHERS 2 DRYERS SAND TRAP. GAS FOR 3 COOKING STOVE AND 3 WALL HEATER. REPLACING UPPER SEWER LATERAL. RELOCATE GAS METER CONNECTION.
PP20200914032 | 14-SEP-20 | 643 |  | GRAND VIEW | AV |  | COMPLETE | 17-SEP-20 | PRIOR CONSTRUCTION | REPLACE SEWER HOUSE TRAP FROM CLAY PIPE TO CAST IRON PIPE. REPLACE APPROX 10FT OF SEWER LATERAL TO THE OUTSIDE OF THE PROPERTY LINE.
PMW20200914596 | 14-SEP-20 | 194 |  | JULES | AV |  | COMPLETE | 30-SEP-20 | AIR FLOW PRO'S | WORK CATEGORY: 1M; CHANGEOUT TO 80% EFFICIENT FURNACE
PP20200914012 | 14-SEP-20 | 1426 |  | ORTEGA | ST |  | ISSUED | 16-SEP-20 | BING SHOU LOUIE(LOUIE BING SHOU CONSTR) | ON 1ST FLOOR INSTALL 2 SHOWER PANS 2 BATHROOM SINKS 1 LAUNDRYROOM WASHER /DRYER 2 TANKLESS WATERHEATERS 1 SINK IN GARAGE HYDRONIC WALL HEATER IN 2 BEDROOMS AND LIVING ROOM. UNDERGROUND WORK: INSTALL DRAINS TO MAIN SEWAGE LINE (2 SHOWERS 2 TOILETS 2 VANITIES 2 SINKS).
PP20200914014 | 14-SEP-20 | 22 |  | SANTA MARINA | ST |  | ISSUED | 17-SEP-20 | GOLDEN SKY PLUMBING AND ROOTER | RENEW PP20190823753.
PW20200914587 | 14-SEP-20 | 420 |  | TAYLOR | ST |  | ISSUED | 14-SEP-20 | AYOOB & PEERY PLUMBING | WORK CATEGORY: 4PB; 1ST FLOOR LOBBY: RELOCATE (1) SPRINKLER PER T.I. JOB#: 20-674
PW20200914629 | 14-SEP-20 | 1980 |  | VALLEJO | ST |  | ISSUED | 14-SEP-20 | ALL BAY PLUMBING INCORPORATED | WORK CATEGORY: 2PB; SEWER LATERAL REPAIR WORK ON UNDER SIDEWALK
PW20200914604 | 14-SEP-20 | 840 |  | EL CAMINO DEL MAR | * |  | COMPLETE | 18-SEP-20 | RYAN LORIA PLUMBING | WORK CATEGORY: 2PB; MOVE GAS MAIN FROM CORNER OF GARAGE APPROX. 10' TO THE EAST
PW20200914607 | 14-SEP-20 | 2550 |  | 18TH | AV |  | ISSUED | 14-SEP-20 | AYOOB & PEERY PLUMBING | WORK CATEGORY: 4PB; 1ST FLOOR AND BASEMENT: ADD (3) AND RELOCATE (1) SPRINKLER PER T.I. JOB#: 20-646
PMW20200914620 | 14-SEP-20 | 3444 |  | 21ST | ST |  | ISSUED | 14-SEP-20 | AIR PERFECTION HEATING & AIR CONDITION | WORK CATEGORY: 1M; INSTALLATION OF MULTI-ZONE HEAT PUMP SYSTEM.
PP20200914013 | 14-SEP-20 | 1929 |  | 15TH | ST |  | ISSUED | 15-SEP-20 | NORTHPOINT BUILDERS | KITCHEN REMODEL. REPLACE KITCHEN SINK. INSTALL APPLIANCES AS NEEDED.
PP20200914008 | 14-SEP-20 | 1530 |  | EUCALYPTUS | DR |  | ISSUED | 15-SEP-20 | INTEGRITY GENERAL CONSTRUCTION INC | NEW PLUMBING SYSTEM FOR KITCHEN THREE BATHROOMS AND TWO SHOWERPANS. REPLACE WATER HEATER.
PW20200914615 | 14-SEP-20 | 114 |  | COLERIDGE | ST |  | COMPLETE | 18-SEP-20 | ACE PLUMBING & ROOTER | WORK CATEGORY: 1P; SEWER REPAIR
PM20200914009 | 14-SEP-20 | 1530 |  | EUCALYPTUS | DR |  | ISSUED | 15-SEP-20 | INTEGRITY GENERAL CONSTRUCTION INC | REPLACE FURNACE.
PW20200914603 | 14-SEP-20 | 236 |  | 08TH | AV |  | ISSUED | 14-SEP-20 | NORTH SOUTH PLUMBING INC. | WORK CATEGORY: 1P; WE ARE INSTALLING GAS LINES FOR OFFICE AC UNITS ON THE ROOF OF THIS PROJECT.
PW20200914605 | 14-SEP-20 | 410 |  | TARAVAL | ST |  | COMPLETE | 16-SEP-20 | ACE PLUMBING & ROOTER | WORK CATEGORY: 1P; WATER LINE REPLACEMENT
PW20200914590 | 14-SEP-20 | 743 |  | GATES | ST |  | ISSUED | 14-SEP-20 | AFFORDABLE WATER HEATERS AND PLUMBING IN | WORK CATEGORY: 1P; P2020-0128
PW20200914630 | 14-SEP-20 | 234 |  | LOBOS | ST |  | ISSUED | 14-SEP-20 | NATIONAL PLUMBING | WORK CATEGORY: 1P; WATER PIPES AND PLUMBING FIXTURES REPLACEMENT.
PW20200914611 | 14-SEP-20 | 135 |  | ESCOLTA | WY |  | ISSUED | 14-SEP-20 | ACE PLUMBING & ROOTER | WORK CATEGORY: 1P; SEWER REPAIR
PW20200914588 | 14-SEP-20 | 50 |  | FREMONT | ST |  | COMPLETE | 16-SEP-20 | GOLDEN GATE FIRE PROTECTION INC | WORK CATEGORY: 4PB; 19-206 54 HEADS ON THE LOWER BASEMENT
PP20200914010 | 14-SEP-20 | 1961 |  | BEACH | ST |  | ISSUED | 15-SEP-20 | GREEN PLANET REMODELLING INC | BATHROOM AND POWDER ROOM REMODELING. REPLACE EXISTING FIXTURES SAME LOCATION.
PW20200914631 | 14-SEP-20 | 389 |  | TEDDY | AV |  | ISSUED | 14-SEP-20 | NATIONAL PLUMBING | WORK CATEGORY: 2PB; GROUND FLOOR ADD ONE BATHROOM REMODELING ONE BATHROOM AND KITCHEN ON SECOND FLOOR REMODELING BATHROOM AND KITCHEN.
PP20200914015 | 14-SEP-20 | 22 |  | SANTA MARINA | ST |  | ISSUED | 17-SEP-20 | GOLDEN SKY PLUMBING AND ROOTER | RENEW PP20190916422.
PMW20200914625 | 14-SEP-20 | 106 |  | JORDAN | AV |  | ISSUED | 14-SEP-20 | M C L HEATING & AIR CONDITIONING INC | WORK CATEGORY: 1M; INSTALL HIGH EFFICIENCY FURNACE HEATING SYSTEM
PW20200914599 | 14-SEP-20 | 1880 |  | PINE | ST |  | ISSUED | 14-SEP-20 | R & L PLUMBING | WORK CATEGORY: 1P; BATHTUB REPLACEMENT. SHOWER VALVE REPLACEMENT. OVERFLOW.
PW20200914602 | 14-SEP-20 | 415 |  | MISSION | ST |  | ISSUED | 14-SEP-20 | ALLIED HEATING & AIR CONDITINING | WORK CATEGORY: 5P; ROUGH AND TRIM INSTALL ON HAND SINK IN THE F & B ROOM MOTHERS ROOM KITCHEN WATER HEATERS POLLUTION CONTROL UNIT GREASE INTERCEPTOR. DEMO OF SPA LOCKER ROOM RESTROOM FOR REDUCED SCOPE. THIS IS A NEW PERMIT TO REFLECT REDUCED PLUMBING SCOPE. REFER TO PLUMBING PERMIT #PW20190131591 FOR ALL ROUGH INSPECTIONS EXCEPT HAND SINK.
PW20200914613 | 14-SEP-20 | 950 |  | FRANKLIN | ST |  | COMPLETE | 23-SEP-20 | R & L PLUMBING | WORK CATEGORY: 2PB; SECTIONAL REPLACEMENT OF DOMESTIC WATER SERVICE LINE.
PW20200914612 | 14-SEP-20 | 2503 |  | BROADWAY | * |  | ISSUED | 14-SEP-20 | DROUET PLUMBING | WORK CATEGORY: 2PA; REDO 3 BATH 1 KITCHEN 1 GAS LINE FOR 4 OUTLET 1 NEW WATER HEATER
PW20200914601 | 14-SEP-20 | 34 |  | MAPLE | ST |  | COMPLETE | 21-SEP-20 | THOMAS JAMES RASONSKY | WORK CATEGORY: 2PA; 3 SHOWER PAN INSPECTIONS.GUEST BATH 1 GUEST BATH 2 AND GUEST BATH 3.OTHER BATHROOMS ARE UNDER A DIFFERENT PERMIT BY A DIFFERENT TILE SUBCONTRACTOR
PM20200914030 | 14-SEP-20 | 2175 |  | 33RD | AV |  | COMPLETE | 18-SEP-20 | HOMEOWNER'S PERMIT | PERMIT RENEWAL FOR PERMIT #PM20180712120.
PW20200914608 | 14-SEP-20 | 225 |  | DUBOCE | AV |  | ISSUED | 14-SEP-20 | Y C PLUMBING INC | WORK CATEGORY: 2PA; PLUMBING WORK FOR 6 UNITS AND 10 RESTROOMS. INCLUDES 6 WATER HEATERS 6 KITCHEN SINKS 6 WASHER AND DRYERS 6 NEW GAS.
PW20200914614 | 14-SEP-20 | 237 |  | COLUMBUS | AV |  | COMPLETE | 23-SEP-20 | FINNERTY PLUMBING (ASK FOR ID) | WORK CATEGORY: 2PA; REPLACING 3/4 INCH RP SERIAL #139255 MODEL 909 WITH A NEW 3/4 INCH RP SERIAL #J009083 MODEL LF825Y
PP20200914034 | 14-SEP-20 | 324 |  | SAN JOSE | AV |  | ISSUED | 15-SEP-20 | CAZADORO CONSTRUCTION | INSTALLING 340LF OF 8" HDPE DR 17 STORM DRAIN PIPEWITH TWO 18" X 18: CATUCH BASINS AND ONE 36"X36" CATCH BASIN. STORM DRAIN SYSTEM REPLACES OLD STORM DRAIN SYSTEM. CONNECTING 8" HDPE TO EXISTING 8" VCP AT 324 SAN JOSE AVE ; THE JURI COMMONS SAN FRANCISCO RECREATION AND PARKS DEPT PARK.
PW20200914622 | 14-SEP-20 | 1760 |  | GOLDEN GATE | AV | 0 | ISSUED | 14-SEP-20 | SAEHAN FIRE PROTECTION INC | WORK CATEGORY: 4PA; INSTALL OVERHEAD FIRE SPRINKLER SYSTEM AND INSTALL UNDERGROUND FIRE SPRINKLER MAIN
PP20200914011 | 14-SEP-20 | 209 |  | NEVADA | ST |  | ISSUED | 16-SEP-20 | OPUS PACIFIC DEVELOPMENT | NEW KITCHEN 2ND FLOOR BATHROOM ALTERNATION. NEW LAUNDRY ROOM NEW MASTER BATHROOM WITH SHOWER PAN WATERPROOFING. NEW SUM PUMP IN THE BACKYARD.
PP20200915044 | 15-SEP-20 | 2241 |  | JERROLD | AV |  | ISSUED | 16-SEP-20 | J D B CONSTRUCTION | RENEW PP20190219263.
PMW20200915663 | 15-SEP-20 | 401 |  | PENINSULA | AV |  | COMPLETE | 01-OCT-20 | ASSOCIATED HEATING OF SF | WORK CATEGORY: 1M; FURNACE REPLACEMENT
PW20200915639 | 15-SEP-20 | 272 |  | PARNASSUS | AV |  | ISSUED | 15-SEP-20 | F W H ACQUISITION CO LLC DBA FAST WATER | WORK CATEGORY: 1P; REMOVE/REPLACE GAS WATER HEATER
PW20200915668 | 15-SEP-20 | 2505 |  | MARIPOSA | ST |  | ISSUED | 15-SEP-20 | MADDEN PLUMBING LLC | WORK CATEGORY: 5P; ROUGH IN AND TRIM OUT OF TWO BATHROOMS ROUGH IN AND TRIM OUT OF KITCHEN
PW20200915643 | 15-SEP-20 | 251 |  | HARTFORD | ST |  | ISSUED | 15-SEP-20 | MEDINA PLUMBING & RADIANT HEATING INC. | WORK CATEGORY: 11P; ADDING TO EXISTING RADIANT HEATING SYSTEM.
PW20200915644 | 15-SEP-20 | 235 |  | PINE | ST | 0 | ISSUED | 15-SEP-20 | D P W INC. | WORK CATEGORY: 5P; WORK TO BE DONE ON THE 17TH FLOOR: REWORK EXISTING BREAKROOM SINK FOR NEW FINISHES. 1 WELLNESS ROOM SINK 1 GENDER NEAUTRAL RR:1 WC/1 LAVATORY SINK. BASE BUILDING RESTROOM MODIFY ROUGH FOR NEW FIXTURES.
PP20200915051 | 15-SEP-20 | 367 |  | CHURCH | ST |  | ISSUED | 17-SEP-20 | GAGNE BROS. DBA BENJAMIN FRANKLIN PLUMBI | AMEND PERMIT PW20200908412 TO CHANGE THE ADDRESS TO 367 CHURCH ST UNIT #3 NO BODG NUMBER.
PW20200915673 | 15-SEP-20 | 173 |  | DOWNEY | ST |  | COMPLETE | 23-SEP-20 | ACE PLUMBING & ROOTER | WORK CATEGORY: 1P; SEWER REPAIR
PMW20200915664 | 15-SEP-20 | 2227 |  | 20TH | AV |  | ISSUED | 15-SEP-20 | ASSOCIATED HEATING OF SF | WORK CATEGORY: 1M; ADD AIR CONDITIONING ONTO EXISTING FORCED AIR CENTRAL HEATING SYSTEM.
PP20200915052 | 15-SEP-20 | 1064 |  | DOLORES | ST |  | ISSUED | 17-SEP-20 | BRIGHTER BAY BUILDERS INC | UNIT 12: KITCHEN AND BATHROOM REMODEL. PLUMBING UP TO CODE AS NEEDED.
PW20200915669 | 15-SEP-20 | 331 |  | PENNSYLVANIA | AV |  | ISSUED | 15-SEP-20 | MADDEN PLUMBING LLC | WORK CATEGORY: 4PB; INSTALLATION OF OVER HEAD WET SPRINKLER SYSTEM THROUGHOUT 7 UNITS INCLUDES UNDERGROUND
PW20200915636 | 15-SEP-20 | 1452 |  | 15TH | AV |  | ISSUED | 15-SEP-20 | NAVARRO'S PLUMBING | WORK CATEGORY: 1P; GAS TEST REAPAIR ABOUT 3FEET OF COPPER PIPE
PW20200915647 | 15-SEP-20 | 995 |  | MONTEREY | BL |  | ISSUED | 15-SEP-20 | MC MAHON PLUMBING | WORK CATEGORY: 1P; REMODEL BATHROOM
PW20200915652 | 15-SEP-20 | 45 |  | FREMONT | ST |  | ISSUED | 15-SEP-20 | R L H FIRE PROTECTION INC | WORK CATEGORY: 4PB; RELOCATE 24 PENDENT 13 ADDED PENDENT DELETED 59 PENDENT RELOCATE 54 UPRIGHT AND ADD 74 UPRIGHT SPRINKLERS ON THE 11TH FLOOR.
PW20200915656 | 15-SEP-20 | 650 |  | DE HARO | ST |  | ISSUED | 15-SEP-20 | S F GARAGE COMPANY INC. | WORK CATEGORY: 2PB; PLUMBING PERMIT FOR 650-650A AND 650B FOR NEW BATHROOMS KITCHENS LAUNDRY NEW RADIANT HEAT AND NEW UNDERGROUND PLUMBING IN REAR AND FRONT BUILDING. DWG THROUGHOUT. NEW PLUMBING IN BOTH BUILDINGS.
PP20200915050 | 15-SEP-20 | 766 |  | 30TH | AV |  | ISSUED | 17-SEP-20 | SFBA CONSTRUCTION INC | INSTALL PLUMBING FOR 1 KITCHEN AND 1 BATHROOM AT 1ST FLOOR. INSTALL PLUMBING FOR 1 BATHROOM AT 2ND FLOOR. INSTALL ONE NEW WATER HEATER.
PP20200915048 | 15-SEP-20 | 1929 |  | LAGUNA | ST | 0 | ISSUED | 17-SEP-20 | VELOX CONSTRUCTION INC/VELOX DES & CONST | INSTALL NEW UNDERGROUND MAIN STOCK IN UNIT. INSTALL NEW WATER SUPPLY AND GAS.
PW20200915635 | 15-SEP-20 | 410 |  | TOWNSEND | ST |  | ISSUED | 15-SEP-20 | E. MITCHELL INC. | WORK CATEGORY: 2PA; PLUMBING FOR RESTROOM AND SHOWER ROOM
PW20200915651 | 15-SEP-20 | 250 |  | HOWARD | ST |  | ISSUED | 15-SEP-20 | R L H FIRE PROTECTION INC | WORK CATEGORY: 4PB; RELOCATE 14 AND ADD 2 SPRINKLERS ON THE 1ST FLOOR.
PW20200915642 | 15-SEP-20 | 2517 |  | CABRILLO | ST |  | ISSUED | 15-SEP-20 | EXPERT PLUMBING SOLUTIONS | WORK CATEGORY: 2PA; BATHROOM AND KITCHEN REMODEL. SHOWER PAN
PW20200915667 | 15-SEP-20 | 646 |  | PARIS | ST |  | COMPLETE | 21-SEP-20 | C & H PLUMBING CO. | WORK CATEGORY: 1P; REPAIR SUPPLY LINE ROUGHLY 20 FEET
PP20200915039 | 15-SEP-20 | 621 |  | GRANT | AV |  | ISSUED | 17-SEP-20 | AGUILERA CONSTRUCTION COMPANY | BATHROOM REMODEL. INSTALL TOILET AND SINK.
PP20200915037 | 15-SEP-20 | 2128 |  | VAN NESS | AV |  | ISSUED | 25-SEP-20 | AXA CONSTRUCTION | 103: KITCHEN AND BATHROOM REHAB (SAME SIZE SAME LOCATION). ADD WASHER AND DRAYER (ELECTRIC VENTLESS).
PW20200915678 | 15-SEP-20 | 2961 |  | BRODERICK | ST |  | COMPLETE | 17-SEP-20 | SAN FRANCISCO PLUMBING CO | WORK CATEGORY: 1P; SEWER LINE REPLACEMENT & HOUSE TRAP INSTALLATION.
PW20200915648 | 15-SEP-20 | 172 |  | DIVISADERO | ST |  | ISSUED | 15-SEP-20 | C B PLUMBING (SEE ID & CONTRACTOR'S NOTE | WORK CATEGORY: 1P; RELOCATE EXISTING KITCHEN DRAIN LINERELOCATE EXISTING STOVE GAS LINERELOCATE EXISTING ICE MAKER WATER LINE
PW20200915646 | 15-SEP-20 | 461 |  | 02ND | ST | 226 | ISSUED | 15-SEP-20 | PAT'S PLUMBING | WORK CATEGORY: 2PA; CHANGE OF FIXTURES
PW20200915653 | 15-SEP-20 | 3808 |  | CLAY | ST |  | COMPLETE | 21-SEP-20 | FIVE STAR PLUMBING & ROOTER | WORK CATEGORY: 1P; SEWER MAIN REPAIR
PP20200915045 | 15-SEP-20 | 2243 |  | BAY | ST | 0 | ISSUED | 18-SEP-20 | ALEX PAINTING & CONSTRUCTION | ADD BATHROOM-TOILET SINK AND SHOWER.
PMW20200915662 | 15-SEP-20 | 3215 |  | MARKET | ST |  | ISSUED | 15-SEP-20 | BUILDING EFFICIENCY INC | WORK CATEGORY: 1M; REPLACING EXISTING FURNACES (2) WITH (2) HEAT PUMPS IN SAME LOCATION.
PP20200915046 | 15-SEP-20 | 1370 |  | FLORIDA | ST |  | ISSUED | 16-SEP-20 | HAKEWILL CONSTRUCTION CO. INC. | REMODEL EXISTING BATHROOM. REPLACE EXISTING FIXTURES SHOWER TOILET AND SINK.
PMW20200915658 | 15-SEP-20 | 1858 |  | CHURCH | ST |  | ISSUED | 15-SEP-20 | CAPO FIRESIDE | WORK CATEGORY: 2M ; MONTIGO FIREPLACE IN FAMILY ROOM
PP20200915053 | 15-SEP-20 | 2444 |  | TARAVAL | ST |  | ISSUED | 17-SEP-20 | OPUS PACIFIC DEVELOPMENT | (N) CATCH BASIN IN BACKYARD. NEW UNDERGROUN DRAIN LINE: NEW ROOF DRAIN AND LIGHT WELL DRAIN. NEW DECK WATERPROOFING AND STAIRWAY WATERPROOFING. NEW KITCHENS AND 2 MASTER BATHROOM NEW POWDER ROOM REGULAR BATHROOMS. GARAGE DRAINAGE NEW WATER HEATER AND NEW GAS METERS.
PW20200915657 | 15-SEP-20 | 1848 |  | GREEN | ST |  | COMPLETE | 25-SEP-20 | SHEERAN PIPELINE INC | WORK CATEGORY: 1P; INSTALL NEW SEWER AND STORM PIPES FROM BUILDING TO CURB AND NEW HOUSE TRAPS.
PW20200915677 | 15-SEP-20 | 880 |  | CASTRO | ST |  | ISSUED | 15-SEP-20 | MULLEN PLUMBING | WORK CATEGORY: 2PA; BATHROOM AND KITCHEN REMODEL.
PW20200915637 | 15-SEP-20 | 750 |  | MANSELL | ST |  | ISSUED | 15-SEP-20 | F W H ACQUISITION CO LLC DBA FAST WATER | WORK CATEGORY: 1P; REMOVE/REPLACE GAS WATER HEATER
PP20200915041 | 15-SEP-20 | 1057 |  | PORTOLA | DR |  | ISSUED | 21-SEP-20 | ZHIZHAO LIU CONSTRUCTION CO | RENEW PP20190906153.
PP20200915047 | 15-SEP-20 | 16 |  | ENTRADA | CT |  | ISSUED | 17-SEP-20 | DUFFIN CONSTRUCTION | INSTALL NEW 1-1/4" COPPER WATER SERVICE FROM METER TO BUILDING INTERIOR ADD WATER PRESSURE REGULATOR. CORRECT 2 SECTIONS OF FLEXIBLE GAS LINE AT BUILDING CRAWL SPACE INTERIOR. REPLACE WATER HEATER.
PW20200915655 | 15-SEP-20 | 3376 |  | CLAY | ST |  | ISSUED | 15-SEP-20 | LACUES PLBG CO | WORK CATEGORY: 2PA; 4TH FLOOR MASTER BATH REMODEL. RELOCATE TUB & VANITY. REPLACE SHOWER VALVE. EXTRA INSPECTION FOR SHOWER TILE DRAIN. 1ST FLOOR RELOCATE WET BAR .
PP20200915043 | 15-SEP-20 | 762 |  | 19TH | AV |  | ISSUED | 16-SEP-20 | TRI LINE CONSTRUCTION CO | 1 NEW BATHROOM REMODEL 1 FULL BATHROOM. REMODEL 1/2 BATHROOM 1 KITCHEN 1-UNDERGROUND SERVICE 1 WATER HEATER 1 ROUGH IN FOR FUTURE BATHROOM ON GROUND LEVEL. REPLACE FIREPLACE WITH INSERT.
PW20200915672 | 15-SEP-20 | 247 |  | EL CAMINO DEL MAR | * |  | ISSUED | 15-SEP-20 | STELLA'S PLUMBING | WORK CATEGORY: 1P; GAS LINE FOR GRILL AND FIREPLACE SINK DWV
PW20200915654 | 15-SEP-20 | 1848 |  | GREEN | ST |  | ISSUED | 15-SEP-20 | RICKY'S PLUMBING INC | WORK CATEGORY: 2PA; PLUMBING WORK TO ADD (5) BATHROOMS WASHER/DRYER WATER GAS KITCHEN AND LAUNDRY SINK.
PMW20200915666 | 15-SEP-20 | 237 |  | 29TH | AV |  | ISSUED | 15-SEP-20 | ASSOCIATED HEATING OF SF | WORK CATEGORY: 1M; FURNACE REPLACEMENT IN GARAGE.NEW FUJITSU MINI SPLIT HEAT PUMP ON TOP FLOOR.
PW20200915645 | 15-SEP-20 | 1530 |  | 18TH | ST |  | ISSUED | 15-SEP-20 | O'CONNOR PLUMBING & FIRE PROTECTION | WORK CATEGORY: 1P; TO OBTAIN FINAL INSPECTION FOR EXPIRED PERMIT (PP20151013706)
PP20200915049 | 15-SEP-20 | 64 |  | BEAVER | ST |  | ISSUED | 16-SEP-20 | MAGNUM CONSTRUCTION GROUP INC | 1
PP20200915040 | 15-SEP-20 | 2204 |  | BRYANT | ST |  | ISSUED | 17-SEP-20 | FIRM CONSTRUCTION COMPANY | WATER HEATER REPLACEMENT.
PMW20200915641 | 15-SEP-20 | 742 |  | MYRA | WY |  | ISSUED | 15-SEP-20 | RAVEN HEATING AND AIR CONDITIONING | WORK CATEGORY: 1M; REPLACE CENTRAL HEATING FURNACE IN SAME LOCATION.
PMW20200915660 | 15-SEP-20 | 157 |  | CHENERY | ST |  | ISSUED | 15-SEP-20 | ASSOCIATED HEATING OF SF | WORK CATEGORY: 1M; INSTALLATION OF A RINNAI DIRECT VENT WALL HEATER
PW20200915675 | 15-SEP-20 | 2196 |  | HAYES | ST | 0 | ISSUED | 15-SEP-20 | MULLEN PLUMBING | WORK CATEGORY: 2PA; KITCHEN REMODEL AND ADDITION OF A WETBAR.
PW20200915650 | 15-SEP-20 | 970 |  | ILLINOIS | ST |  | ISSUED | 15-SEP-20 | MAGNUM CONSTRUCTION GROUP INC | WORK CATEGORY: 3PA; INSTALL (4) FLOOR SINK (4) HAND SINK (1) 3-COMPARTMENT SINK (1) MOP SINK
PW20200915638 | 15-SEP-20 | 529 |  | LAIDLEY | ST |  | ISSUED | 15-SEP-20 | F W H ACQUISITION CO LLC DBA FAST WATER | WORK CATEGORY: 1P; REMOVE/REPLACE GAS WATER HEATER
PMW20200915649 | 15-SEP-20 | 379 |  | SOUTH VAN NESS | AV |  | ISSUED | 15-SEP-20 | ASSOCIATED HEATING OF SF | WORK CATEGORY: 2M ; INSTALLATION OF 2 CENTRAL HEATING SYSTEMS & 2 WATER HEATER EXHAUST FLUE
PW20200915674 | 15-SEP-20 | 691 |  | O'FARRELL | ST |  | COMPLETE | 24-SEP-20 | STELLA'S PLUMBING | WORK CATEGORY: 1P; WASHING MACHINE DWV ADD ON
PP20200915042 | 15-SEP-20 | 2158 |  | 44TH | AV |  | ISSUED | 17-SEP-20 | K Y J CONSTRUCTION COMPANY | UNIT 1: INSTALL NEW FIRE SPRINKLER FOR THE ENTIRE BUILDING AS PER APP#202008202214.
PMW20200915665 | 15-SEP-20 | 122 |  | TUCKER | AV |  | ISSUED | 15-SEP-20 | ASSOCIATED HEATING OF SF | WORK CATEGORY: 1M; INSTALL A NEW DUCTED SPLIT SYSTEM HEAT PUMP IN PLACE OF EXISTING GAS FURNACE
PP20200915038 | 15-SEP-20 | 1340 |  | LOMBARD | ST |  | ISSUED | 28-SEP-20 | AXA CONSTRUCTION | 503: KITCHEN AND BATHROOM REHAB (SAME SIZE SAME LOCATION). ADD WASHER AND DRAYER (ELECTRIC VENTLESS).
PW20200915659 | 15-SEP-20 | 2411 |  | OCTAVIA | ST |  | ISSUED | 15-SEP-20 | ARCH PLUMBING INC | WORK CATEGORY: 1P; REPLACEMENT OF FIRE SPRINKLER SERVICE
PW20200915670 | 15-SEP-20 | 531 |  | STAPLES | AV |  | ISSUED | 15-SEP-20 | BAY CITY PLUMBING | WORK CATEGORY: 1P; INSTALL TANKLESS WATER HEATER OUTSIDE
PW20200915640 | 15-SEP-20 | 116 |  | STANYAN | ST |  | COMPLETE | 18-SEP-20 | RIFF RAFF PLUMBING | WORK CATEGORY: 1P; TRIM OUT PLUMBING
PP20200915036 | 15-SEP-20 | 2112 | 2118 | HAYES | ST |  | ISSUED | 16-SEP-20 | TALBCO DEVELOPMENT CORP DBA SUPREME BUIL | ADDRESS 2112 2114 AND 2118 HAYES ST: 2112 HAYES ST: BATHROOM ADJUSTING MEASUREMENTS AND DO FINISH WORKS. 2 KITCHEN SINKS 1 WASHER/DRYER 1 LAUNDRY ROOM SINK ICE MAKER WATER LINE 1 FLOOR DRAIN IN LAUNDRY ROOM 2118 HAYES:RELOCATE 3 SEWER PIPES FROM UPPER UNITS ADJUST MEASUREMENTS FOR ADA RESTROOM AND DO FINISH WORKS NEW. PLUMING FOR 3 TOILETS 2 BATHROOM SINKS 1 FLOOR DRAIN IN BATHROOM 1 HOSE BIB NEW PLUMBING FOR 2 KITCHEN SINKS.
PMW20200915661 | 15-SEP-20 | 95 |  | WHITTIER | ST |  | ISSUED | 15-SEP-20 | ASSOCIATED HEATING OF SF | WORK CATEGORY: 1M; FURNACE REPLACEMENT
PW20200915671 | 15-SEP-20 | 3355 |  | 19TH | AV |  | COMPLETE | 21-SEP-20 | EVERLAST PLUMBING | WORK CATEGORY: 1P; LAUNDRY BOX INSTALLATION
PW20200915676 | 15-SEP-20 | 1855 |  | WASHINGTON | ST | 0 | COMPLETE | 23-SEP-20 | PRECISE PLUMBING | WORK CATEGORY: 1P; REPAIR SEWER LINE OF FRONT BUILDING
PMW20200915634 | 15-SEP-20 | 1550 |  | HAMPSHIRE | ST |  | COMPLETE | 30-SEP-20 | PENINSULA HEATING | WORK CATEGORY: 1M; REPLACE EXISING HEATER DUCT WORK AND FLUE.
PP20200916087 | 16-SEP-20 | 501 |  | DELANCEY | ST |  | ISSUED | 19-SEP-20 | REGENCY GENERAL CONTRACTORS INC | 402: REMOVE AND REPLACE LIKE FOR LIKE PLUMBING FIXTURES IN BATHROOM AND KITCHEN (INCLUDES FAUCETS SHOWER TRIM KITS NEW P-TRAPS AND SUPPLY LINES) AND NEW TOILETS.
PW20200916708 | 16-SEP-20 | 2119 |  | FUNSTON | AV |  | ISSUED | 16-SEP-20 | TAVOR PLUMBING | WORK CATEGORY: 1P; REPLACE EXISTING LEFT HAND SIDE 40 GALLONS WATER HEATER
PW20200916684 | 16-SEP-20 | 560 |  | MISSOURI | ST | 0 | COMPLETE | 23-SEP-20 | INFINITY PLUMBING & ROOTER | WORK CATEGORY: 1P; HOUSE-TRAP REPLACEMENT
PW20200916701 | 16-SEP-20 | 425 |  | 07TH | ST |  | ISSUED | 16-SEP-20 | REDSTONE PLUMBING | WORK CATEGORY: 2PA; PLUMBING ROUGH-IN AND TRIM TO PLUMBING SCOPE UNDER COUNTY JAIL #2: KITCHEN RENOVATION.
PP20200916059 | 16-SEP-20 | 1800 |  | WASHINGTON | ST | 616 | ISSUED | 17-SEP-20 | KITCHEN FANTASTIC | #616: HOOK UP EXISTING PLUMBING TO NEW SINK AND CONNECT WATER LINES TO FAUCET AND DISHWASHER DRAIN AND INSTALL AIR GAP AND GARBAGE DISPOSAL.
PP20200916084 | 16-SEP-20 | 1844 |  | FELL | ST |  | ISSUED | 19-SEP-20 | B W H BUILDER INC. | REMODELING FULL BATHROOM AND KITCHEN.
PP20200916065 | 16-SEP-20 | 1251 |  | 08TH | AV |  | COMPLETE | 29-SEP-20 | H CONSTRUCTION CO | RENEW PP20180831516.
PP20200916083 | 16-SEP-20 | 855 |  | BRANNAN | ST |  | ISSUED | 19-SEP-20 | BHOGAL BROTHERS CONSTRUCTION INC | DRAIN VENT AND COLD WATER FOR ONE NEW HIGH LOW DRINKING FOUNTAIN.
PW20200916707 | 16-SEP-20 | 2573 |  | 03RD | ST |  | ISSUED | 16-SEP-20 | PRO PLUMBING & FIRE SPRINKLER INC | WORK CATEGORY: 4PB; TI OF EXISTING SPRINKLER SYSTEM IN MECHANICAL AREA AND BATHROOM AREAS
PW20200916699 | 16-SEP-20 | 429 |  | LAIDLEY | ST |  | ISSUED | 16-SEP-20 | KWONG ASSOCIATES | WORK CATEGORY: 1P; THREE STORY ADDITION PER PLANS. ADD TWO FULL BATH; ONE HALF BATHROOM. REMODEL KITCHEN. NEW WATER HEATER SUMP PUMP ON GROUND FLOOR.
PP20200916091 | 16-SEP-20 | 501 |  | DELANCEY | ST |  | ISSUED | 19-SEP-20 | REGENCY GENERAL CONTRACTORS INC | 103: REMOVE AND REPLACE LIKE FOR LIKE PLUMBING FIXTURES IN BATHROOM AND KITCHEN (INCLUDES FAUCETS SHOWER TRIM KITS NEW P-TRAPS AND SUPPLY LINES) AND NEW TOILETS.
PP20200916080 | 16-SEP-20 | 347 |  | OAK PARK | DR |  | COMPLETE | 24-SEP-20 | ARB INC | EXTEND GAS HOUSE LINE APPROX. 10' FOR METER RELOCATION.
PW20200916694 | 16-SEP-20 | 1146 |  | TAYLOR | ST | 0 | ISSUED | 16-SEP-20 | FAULT LINE PLUMBING INC | WORK CATEGORY: 8P; INSTALL A NEW PEERLESS 63-06 STEAM BOILER. REMOVE STEAM BOILER WITH SERIAL# UNKNOWN 226 FROM THE RECORD.
PP20200916085 | 16-SEP-20 | 1840 |  | FELL | ST |  | ISSUED | 18-SEP-20 | B W H BUILDER INC. | REMODELING FULL BATHROOM AND KITCHEN.
PP20200916073 | 16-SEP-20 | 2275 |  | 47TH | AV |  | ISSUED | 21-SEP-20 | ELISHA MAYOST | DUE TO WATER LEAK AT 2ND FLOOR INSURANCE REMOVE ALL FINISHED FROM: MASTER BATHROOM KITCHEN LIVINGROOM 1/2 BATHROOM AND LAUNDRY. SCOPE IS RESTORING EVERYTHING TO THE WAY IT WAS BEFORE.
PP20200916063 | 16-SEP-20 | 312 |  | HAIGHT | ST |  | ISSUED | 17-SEP-20 | KINGDOM PIPELINES INC | INSTALL EXTERNAL STORM DRAIN OUTSIDE OF BUILDING 15. BUILDING PERMIT 201908148761.
PP20200916055 | 16-SEP-20 | 563 |  | WEBSTER | ST |  | ISSUED | 17-SEP-20 | AXEL8 CONSTRUCTION | #B: KITCHEN AND BATHROOM REHABILITATION. INSTALL W/D IN EXISTING CLOSET. NO REMOVAL OF ANY WALLS.
PW20200916690 | 16-SEP-20 | 250 |  | POST | ST |  | COMPLETE | 25-SEP-20 | LEGACY MECHANICAL & ENERGY SERVICES INC | WORK CATEGORY: 5P; RECONNECT A NEW FLUID COOLER TO EXISTING PIPING.
PP20200916089 | 16-SEP-20 | 501 |  | DELANCEY | ST |  | ISSUED | 19-SEP-20 | REGENCY GENERAL CONTRACTORS INC | 618: REMOVE AND REPLACE LIKE FOR LIKE PLUMBING FIXTURES IN BATHROOM AND KITCHEN (INCLUDES FAUCETS SHOWER TRIM KITS NEW P-TRAPS AND SUPPLY LINES) AND NEW TOILETS.
PP20200916074 | 16-SEP-20 | 385 |  | OAK PARK | DR |  | COMPLETE | 25-SEP-20 | ARB INC | EXTEND GAS HOUSE LINE APPROX. 10' FOR METER RELOCATION.
PW20200916711 | 16-SEP-20 | 99 |  | JACKSON | ST | 0 | ISSUED | 16-SEP-20 | METRO PLUMBING | WORK CATEGORY: 6PA; STARBUCKS REMODEL
PW20200916706 | 16-SEP-20 | 181 |  | BAYVIEW | CR |  | ISSUED | 16-SEP-20 | EVERLAST PLUMBING | WORK CATEGORY: 1P; FINISH PLUMBING FOR BATHROOM
PM20200916066 | 16-SEP-20 | 1251 |  | 08TH | AV |  | COMPLETE | 29-SEP-20 | H CONSTRUCTION CO | RENEW PM20180831517.
PP20200916081 | 16-SEP-20 | 317 |  | OAK PARK | DR |  | COMPLETE | 23-SEP-20 | ARB INC | EXTEND GAS HOUSE LINE APPROX. 10' FOR METER RELOCATION.
PP20200916078 | 16-SEP-20 | 355 |  | OAK PARK | DR |  | COMPLETE | 24-SEP-20 | ARB INC | EXTEND GAS HOUSE LINE APPROX. 10' FOR METER RELOCATION.
PW20200916702 | 16-SEP-20 | 1477 |  | CALIFORNIA | ST | 0 | ISSUED | 16-SEP-20 | CITY FIRE PROTECTION | WORK CATEGORY: 4PA; INSTALL (24) NEW FIRE SPRINKLER HEADS THROUGHOUT GROUND FLOOR FOR NEW ADU PER NFPA #13 AND UNDERGROUND NFPA #24.
PW20200916698 | 16-SEP-20 | 1346 |  | PINE | ST | 0 | COMPLETE | 18-SEP-20 | J E BROWN CO MECHANICAL | WORK CATEGORY: 8P; INSTALLATION OF A REPLACEMENT TELEDYNE BOILER WHICH CURRENTLY IS NOT ON THE PTO LIST. FOLLOWING INSTALLATION WE WILL BE PULLING A PTO FOR THIS INSTALLATION.
PW20200916686 | 16-SEP-20 | 1973 |  | FILBERT | ST |  | COMPLETE | 28-SEP-20 | BOB MORITZ'S RELIABLE PLUMBING/SERVICE | WORK CATEGORY: 2PA; SHOWER PAN INSTALLATION
PW20200916700 | 16-SEP-20 | 2398 |  | GOLDEN GATE | AV |  | ISSUED | 16-SEP-20 | O'DONOVAN PLUMBING INC. | WORK CATEGORY: 2PB; REPLACE DOWN SPOUTS AROUND HOUSE AS OLD ONES HAD FAILED
PP20200916076 | 16-SEP-20 | 5545 |  | 03RD | ST |  | ISSUED | 21-SEP-20 | ACE PLUMBING & ROOTER | AMENDMENT TO PERMIT #PW20200914606. TO PAY FOR "NEW BOILER INSTALLATION" FEE FOR A WATER HEATER OVER 199 000BTU.
PW20200916709 | 16-SEP-20 | 160 |  | SOUTH VAN NESS | AV |  | ISSUED | 16-SEP-20 | SAN YI PLUMBING LTD. | WORK CATEGORY: 2PA; ROUGH AND FINISH PLUMBING FOR FOUR BATHROOM SHOWER PAN MUD SINK AND DRINKING FOUNTAIN .
PP20200916070 | 16-SEP-20 | 2171 |  | 32ND | AV |  | ISSUED | 17-SEP-20 | HOMEOWNER'S PERMIT | REPLACE BATHTUB TOILET BOWL AND VANITY UNIT.
PW20200916704 | 16-SEP-20 | 1095 |  | MISSION | ST |  | ISSUED | 16-SEP-20 | PRO PLUMBING | WORK CATEGORY: 2PA; REPLACE NEW TOILET ( 32EA ) REPLACE NEW LAVATORY SINK FAUCET ( 32 EA ) REPLACE SHOWER HEAD (32 EA )
PW20200916680 | 16-SEP-20 | 185 |  | BERRY | ST |  | COMPLETE | 24-SEP-20 | ANDERSON ROWE & BUCKLEY INC. | WORK CATEGORY: 4PB; AR&B #20-020 FIRE SPRINKLER TI ON THE 3RD FLOOR - RELOCATE FIRE SPRINKLERS 101 ADDED 7 AND CHANGED OUT TO SSU120
PP20200916077 | 16-SEP-20 | 369 |  | OAK PARK | DR |  | COMPLETE | 24-SEP-20 | ARB INC | EXTEND GAS HOUSE LINE APPROX. 10' FOR METER RELOCATION.
PP20200916075 | 16-SEP-20 | 377 |  | OAK PARK | DR |  | COMPLETE | 25-SEP-20 | ARB INC | EXTEND GAS HOUSE LINE APPROX. 10' FOR METER RELOCATION.
PP20200916058 | 16-SEP-20 | 1472 |  | FILBERT | ST | 0 | ISSUED | 17-SEP-20 | BRIGHTER BAY BUILDERS INC | UNIT 206 411 AND 612: KITCHEN AND BATHROOM REMODEL. PLUMBING UP TO CODE AS NEEDED.
PW20200916710 | 16-SEP-20 | 253 |  | CHATTANOOGA | ST |  | ISSUED | 16-SEP-20 | SAN YI PLUMBING LTD. | WORK CATEGORY: 1P; INSTALL ONE INCH NEW MAIN WATER LINE
PP20200916054 | 16-SEP-20 | 324 |  | LARKIN | ST |  | ISSUED | 17-SEP-20 | AXEL8 CONSTRUCTION | #24: KITCHEN AND BATHROOM REHABILITATION. INSTALL W/D IN EXISTING CLOSET: NO REMOVAL OF ANY WALLS.
PP20200916072 | 16-SEP-20 | 160 |  | CARMEL | ST | 201 | ISSUED | 17-SEP-20 | REALTY BUILDERS INC | MASTER BATH REPLACE PTRAP/DRAIN/SHWER VALVE/SHWR HEAD REPLACE TOILET RESET VANITY SINK PLUMBING INSTALL WASH CONNECTION
PW20200916691 | 16-SEP-20 | 462 |  | DOUGLASS | ST |  | COMPLETE | 23-SEP-20 | SUPERIOR PLUMBING & FIRE PROTECTION | WORK CATEGORY: 1P; REPLACE 9 FEET OF BROKEN SEWER LINE
PW20200916692 | 16-SEP-20 | 1 |  | AVENUE OF THE PALMS | * |  | ISSUED | 16-SEP-20 | O'BRIEN MECHANICAL INC II | WORK CATEGORY: 3PC; NEW 105 UNIT APARTMENT BUILDING - NO GAS TO SITE
PMW20200916689 | 16-SEP-20 | 2503 |  | BROADWAY | * |  | ISSUED | 16-SEP-20 | KEVEL HOME PERFORMANCE | WORK CATEGORY: 1M; INSTALL NEW HVAC SYSTEM IN EXISTING LOCATION
PP20200916090 | 16-SEP-20 | 501 |  | DELANCEY | ST |  | ISSUED | 19-SEP-20 | REGENCY GENERAL CONTRACTORS INC | 510: REMOVE AND REPLACE LIKE FOR LIKE PLUMBING FIXTURES IN BATHROOM AND KITCHEN (INCLUDES FAUCETS SHOWER TRIM KITS NEW P-TRAPS AND SUPPLY LINES) AND NEW TOILETS.
PW20200916693 | 16-SEP-20 | 1146 |  | TAYLOR | ST | 0 | COMPLETE | 01-OCT-20 | FAULT LINE PLUMBING INC | WORK CATEGORY: 1P; INSTALL (1) WALL MOUNTED WATER HEATER WITH ONE STORAGE TANK.
PP20200916056 | 16-SEP-20 | 2227 |  | TAYLOR | ST |  | ISSUED | 17-SEP-20 | AXEL8 CONSTRUCTION | #10; KITCHEN AND BATHROOM REHABILITATION. INSTALL W/D IN EXISTING CLOSET; NO REMOVAL OF ANY WALLS.
PW20200916685 | 16-SEP-20 | 1441 |  | STEVENSON | ST |  | ISSUED | 16-SEP-20 | PROJECT CONTRACTOR INC | WORK CATEGORY: 4PB; RENEW OF EXPIRED PLUMBING PERMIT #PP20190725905. INSTALLATION OF FIRE SPRINKLER WORK PER APP#201907226468. PER NFPA 13 AND UNDERGROUND PER NFPA 24 ACCORDING TO APP#201609228538. TOTAL: 206 SPRINKLE HEADS
PP20200916061 | 16-SEP-20 | 355 |  | BRYANT | ST | 201 | ISSUED | 22-SEP-20 | W AND W BUILDERS GROUP INC | 201; KITCHEN AND BATHROOM REMODEL LIKE FOR LIKE TO SHOWER PAN. NO LAYOUT CHANGE.
PW20200916681 | 16-SEP-20 | 3219 |  | 23RD | ST |  | ISSUED | 16-SEP-20 | CORNELY COMPANY | WORK CATEGORY: 8P; REMOVE AND REPLACE STEAM BOILER SN#61-79730 PERMIT #10262
PP20200916069 | 16-SEP-20 | 1000 |  | MARKET | ST |  | ISSUED | 17-SEP-20 | JON K TAKATA CORP DBA RESTORATION MGMT | REMOVE AND RESET BATHTUB TO REPLACE WATER DAMAGE TO SUBFLOOR AND JOISTS.
PP20200916088 | 16-SEP-20 | 501 |  | DELANCEY | ST |  | ISSUED | 19-SEP-20 | REGENCY GENERAL CONTRACTORS INC | 216: REMOVE AND REPLACE LIKE FOR LIKE PLUMBING FIXTURES IN BATHROOM AND KITCHEN (INCLUDES FAUCETS SHOWER TRIM KITS NEW P-TRAPS AND SUPPLY LINES) AND NEW TOILETS.
PW20200916687 | 16-SEP-20 | 188 |  | THE EMBARCADERO | * |  | ISSUED | 16-SEP-20 | ACCO ENGINEERED SYSTEMS INC. | WORK CATEGORY: 5P; 4TH FLOOR INSTALLATIONS WILL INCLUDE:GREASE WASTE PIPINGSANITARY WASTE & VENTDOMESTIC WATER CONDENSATEKITCHEN EQUIPMENT ROUGH-INSEQUIPMENT AND FIXTURES INCLUDE(1) BREAKROOM SINK(2) INSTAHOT UNDERCOUNTER WATER HEATERS(1) WATER HAMMER ARRESTOR(1) TRAP PRIMER(1) FUNNEL DRAIN
PW20200916703 | 16-SEP-20 | 401 |  | BAKER | ST |  | COMPLETE | 21-SEP-20 | FRIENDLY PLUMBER | WORK CATEGORY: 1P; INSTALL NEW 1" COPPER WATER MAIN IN SIDEWALK AND YARD
PP20200916082 | 16-SEP-20 | 2267 |  | 14TH | AV |  | COMPLETE | 18-SEP-20 | ARB INC | EXTEND GAS HOUSE LINE APPROX. 10' FOR METER RELOCATION.
PW20200916688 | 16-SEP-20 | 1730 |  | GROVE | ST | 0 | ISSUED | 16-SEP-20 | WEST CORK PLUMBING | WORK CATEGORY: 2PA; REMODEL KITCHEN AND BATHROOM IN KINDINSTALL ONE SHOWER PAN
PP20200916079 | 16-SEP-20 | 361 |  | OAK PARK | DR |  | ISSUED | 21-SEP-20 | ARB INC | EXTEND GAS HOUSE LINE APPROX. 10' FOR METER RELOCATION.
PP20200916067 | 16-SEP-20 | 2240 |  | HYDE | ST | 800 | ISSUED | 17-SEP-20 | RODI CONSTRUCTION INC | 800: REMOVE AND REPLACE THREE EXISTING BATHROOMS IN KIND. ALL PLUMBING TO REMAIN IN CURRENT LOCATIONS FOR ALL THREE BATHROOMS. NO ADDITIONAL FIXTURE UNITS ADDED.
PW20200916705 | 16-SEP-20 | 1706 |  | 21ST | AV |  | COMPLETE | 23-SEP-20 | JOSEPH TINSLEY PLUMBING | WORK CATEGORY: 1P; SEWER AND HOUSE TRAP REPLACEMENT.
PW20200916679 | 16-SEP-20 | 1 |  | MARKET | ST |  | ISSUED | 16-SEP-20 | D P W INC. | WORK CATEGORY: 5P; WORK TO BE DONE ON THE 16TH FLOOR: 1 GENDER NEUTRAL RR: 1-WC 1 UR. MODIFY EXITING DRINKING FOUNTAIN FOR NEW SPEC. BASE BUILDING RESTROOMS: MODIFY EXISTING ROUGH FOR NEW FIXTURES.
PW20200916697 | 16-SEP-20 | 514 |  | JERSEY | ST |  | ISSUED | 16-SEP-20 | RIFF RAFF PLUMBING | WORK CATEGORY: 1P; BATHROOM REMODEL AND SHOWER PAN
PW20200916683 | 16-SEP-20 | 180 |  | RAMSELL | ST |  | ISSUED | 16-SEP-20 | F W H ACQUISITION CO LLC DBA FAST WATER | WORK CATEGORY: 1P; REMOVE/REPLACE GAS WATER HEATER
PW20200916682 | 16-SEP-20 | 878 |  | 14TH | ST | 0 | COMPLETE | 23-SEP-20 | CORNELY COMPANY | WORK CATEGORY: 8P; PERMIT TO OPERATE INSTALLED BY OTHERS
PM20200916060 | 16-SEP-20 | 1800 |  | WASHINGTON | ST | 616 | CANCELED | 01-OCT-20 | KITCHEN FANTASTIC | #616: HOOK UP EXISTING HOOD FOR RANGE.
PW20200916696 | 16-SEP-20 | 335 |  | POWELL | ST |  | COMPLETE | 22-SEP-20 | CITY MECHANICAL INC | WORK CATEGORY: 11P; BACKFLOW PREVENTER PERMIT SERIAL#44518
PP20200916057 | 16-SEP-20 | 1 |  | CABRILLO | ST |  | ISSUED | 17-SEP-20 | AXEL8 CONSTRUCTION | #203: KITCHEN AND BATHROOM REHABILITATION. INSTALL W/D IN EXISTING CLOSET. NO REMOVAL OF ANY WALLS.
PP20200916092 | 16-SEP-20 | 501 |  | DELANCEY | ST |  | ISSUED | 19-SEP-20 | REGENCY GENERAL CONTRACTORS INC | 209: REMOVE AND REPLACE LIKE FOR LIKE PLUMBING FIXTURES IN BATHROOM AND KITCHEN (INCLUDES FAUCETS SHOWER TRIM KITS NEW P-TRAPS AND SUPPLY LINES) AND NEW TOILETS.
PP20200916064 | 16-SEP-20 | 1859 |  | FULTON | ST |  | ISSUED | 24-SEP-20 | DENNIS CONSTRUCTIN & PAINTING INC | UNIT 4: BATHROOM REMODEL ON THE 2ND FLOOR WITHOUT CHANGING THE LAYOUT. NO DOORS AND WALLS TO BE REMOVED.
PP20200916086 | 16-SEP-20 | 2 |  | BAYSIDE VILLAGE | PL |  | ISSUED | 25-SEP-20 | REGENCY GENERAL CONTRACTORS INC | 216: REMOVE AND REPLACE LIKE FOR LIKE PLUMBING FIXTURES IN BATHROOM AND KITCHEN (INCLUDES FAUCETS SHOWER TRIM KITS NEW P-TRAPS AND SUPPLY LINES) AND NEW TOILETS.
PW20200916695 | 16-SEP-20 | 2331 |  | 35TH | AV |  | COMPLETE | 29-SEP-20 | FIVE STAR PLUMBING & ROOTER | WORK CATEGORY: 1P; SEWER LATERAL REPLACEMENT
PP20200916071 | 16-SEP-20 | 714 |  | VIENNA | ST |  | ISSUED | 18-SEP-20 | HOMEOWNER'S PERMIT | PLUMBING RELATED TO IN-KIND KITCHEN AND IN-KIND BATHROOM REMODEL. NEW SINK AND FAUCET IN KITCHEN NO CHANGE TO POSITION OF PIPES. NEW COUNTERTOP WITH NEW VENT HOLE FOR DISHWASHER. IN BATHROOM INSTALL NEW HIGH EFFICIENCY FLUSH TOILET AND SHOWERHEAD. INSTALL NEW SHOWER PAN FAUCET AND VANITY SINK. NO CHANGE TO LOCATIONS OF THE SHOWER TOILET OR VANITY (USING EXISTING PIPING LOCATION).
PP20200916062 | 16-SEP-20 | 405 |  | ROSE | ST |  | ISSUED | 17-SEP-20 | KINGDOM PIPELINES INC | INSTALL EXTERNAL STORM DRAIN OUTSIDE OF BUILDING 13. BPA 201908148759.
PW20200917733 | 17-SEP-20 | 449 |  | PARKER | AV |  | ISSUED | 17-SEP-20 | NIGEL MULGREW PLUMBING INC. | WORK CATEGORY: 1P; MASTER BATHROOM REMODEL (TOILET SHOWER TUB AND 2X SINKS)
PW20200917735 | 17-SEP-20 | 1301 |  | CLAY | ST |  | COMPLETE | 25-SEP-20 | O'CONNOR PLUMBING & FIRE PROTECTION | WORK CATEGORY: 1P; INSTALLATION OF (1) SHOWER PAN
PMW20200917724 | 17-SEP-20 | 1819 |  | BAKER | ST |  | ISSUED | 17-SEP-20 | OKELL'S FIREPLACE | WORK CATEGORY: 1M; INSTALL A DIRECT VENT GAS FIREPLACE PER MANUAL SPECS. GAS LINE BY OTHERS.
PMW20200917739 | 17-SEP-20 | 1206 |  | 15TH | AV |  | ISSUED | 17-SEP-20 | BING'S HEATING & COOLING CO | WORK CATEGORY: 2M ; INSTALL THREE FURNACES AND WATER HEATER FLUE.
PP20200917115 | 17-SEP-20 | 570 |  | BEALE | ST |  | ISSUED | 26-SEP-20 | REGENCY GENERAL CONTRACTORS INC | 103: REMOVE AND REPLACE LIKE FOR LIKE PLUMBING FIXTURES IN BATHROOM AND KITCHEN (INCLUDES FAUCETS SHOWER TRIM KITS NEW P-TRAPS AND SUPPLY LINES) AND NEW TOILETS.
PW20200917715 | 17-SEP-20 | 3701 |  | NORIEGA | ST |  | ISSUED | 17-SEP-20 | KEVIN BURKE TILE | WORK CATEGORY: 1P; SHOWER PAN INSTALLATION
PP20200917096 | 17-SEP-20 | 1 |  | BAYSIDE VILLAGE | PL |  | ISSUED | 19-SEP-20 | REGENCY GENERAL CONTRACTORS INC | 407: REMOVE AND REPLACE LIKE FOR LIKE PLUMBING FIXTURES IN BATHROOM AND KITCHEN (INCLUDES FAUCETS SHOWER TRIM KITS NEW P-TRAPS AND SUPPLY LINES) AND NEW TOILETS.
PP20200917099 | 17-SEP-20 | 3 |  | BAYSIDE VILLAGE | PL |  | ISSUED | 19-SEP-20 | REGENCY GENERAL CONTRACTORS INC | 209: REMOVE AND REPLACE LIKE FOR LIKE PLUMBING FIXTURES IN BATHROOM AND KITCHEN (INCLUDES FAUCETS SHOWER TRIM KITS NEW P-TRAPS AND SUPPLY LINES) AND NEW TOILETS.
PW20200917736 | 17-SEP-20 | 1760 |  | CESAR CHAVEZ | ST |  | COMPLETE | 24-SEP-20 | SAFE ASSURANCE FIRE PROTECTION | WORK CATEGORY: 4PB; INSTALL 16 NEW PENDENT AND 3 DRY PENDENT FIRE SPRINKLER HEADS BELOW NEW T-BAR CEILING AND WALK-IN COOLERS AND FREEZER.
PP20200917104 | 17-SEP-20 | 3 |  | BAYSIDE VILLAGE | PL |  | ISSUED | 19-SEP-20 | REGENCY GENERAL CONTRACTORS INC | 412: REMOVE AND REPLACE LIKE FOR LIKE PLUMBING FIXTURES IN BATHROOM AND KITCHEN (INCLUDES FAUCETS SHOWER TRIM KITS NEW P-TRAPS AND SUPPLY LINES) AND NEW TOILETS.
PP20200917121 | 17-SEP-20 | 118 |  | EUREKA | ST | 0 | ISSUED | 18-SEP-20 | ALMA 1 CONSTRUCTION INC. | REMODELING BATHROOM CHANGING FROM HALF BATH TO THE FULL BATH ADDING SHOWER ADDING SHOWER VALVE.
PP20200917114 | 17-SEP-20 | 500 |  | BEALE | ST |  | ISSUED | 26-SEP-20 | REGENCY GENERAL CONTRACTORS INC | 206: REMOVE AND REPLACE LIKE FOR LIKE PLUMBING FIXTURES IN BATHROOM AND KITCHEN (INCLUDES FAUCETS SHOWER TRIM KITS NEW P-TRAPS AND SUPPLY LINES) AND NEW TOILETS.
PW20200917742 | 17-SEP-20 | 1580 |  | NORIEGA | ST |  | ISSUED | 17-SEP-20 | BEST CARE FIRE PROTECTION | WORK CATEGORY: 4PB; INSTALL NEW FIRE SPRINKLER SYSTEM AT 2ND FLOOR 3 NEW UNITS AND EGRESS PATHS PER NFPA 13 & INFOR SHEET FS-05. INCLUDING DEDICATED 2" FIRE SERVICE TOTAL 43 HEADS
PP20200917119 | 17-SEP-20 | 304 |  | ORIZABA | AV |  | ISSUED | 17-SEP-20 | INNOVATIVE CONSTRUCTION IMPLEMENT | LEGALIZATION OF 1/F DWELLING UNIT: 1 KITCHEN 4 FULL BATHROOMS 1 POWDER ROOM.
PW20200917719 | 17-SEP-20 | 160 |  | PALM | AV |  | COMPLETE | 23-SEP-20 | NIGEL MULGREW PLUMBING INC. | WORK CATEGORY: 1P; NEW 4" SEWER LATERAL AND HOUSE TRAP APPROX 40 FT PLUS 25 FT OF 3" RAINWATER PIPING
PW20200917712 | 17-SEP-20 | 73 |  | 05TH | AV |  | ISSUED | 17-SEP-20 | NATHANIEL HUBER | WORK CATEGORY: 11P; (N) GAS LINE FOR DIRECT VENT FIREPLACE
PP20200917105 | 17-SEP-20 | 4 |  | BAYSIDE VILLAGE | PL |  | ISSUED | 19-SEP-20 | REGENCY GENERAL CONTRACTORS INC | 102; REMOVE AND REPLACE LIKE FOR LIKE PLUMBING FIXTURES IN BATHROOM AND KITCHEN (INCLUDES FAUCETS SHOWER TRIM KITS NEW P-TRAPS AND SUPPLY LINES) AND NEW TOILETS.
PW20200917728 | 17-SEP-20 | 21 |  | SOUTH PARK | * |  | ISSUED | 17-SEP-20 | BAYLINE MECHANICAL INC | WORK CATEGORY: 5P; INSTALL 2 ADA COMPLIANT SHOWERS WITH FLOOR DRAINS 2 ADA COMPLIANT WALL HUNG TOILETS 2 ADA COMPLIANT BASINS 2 FLOOR DRAINS 2 WATER HEATERS AND 1 BACKFLOW FOR ONE CARBONATED MACHINE. ALL WORK IS ON THE 2ND FLOOR.
PMW20200917722 | 17-SEP-20 | 168 |  | 28TH | AV |  | ISSUED | 17-SEP-20 | BLAZE FIREPLACES OF NO CAL | WORK CATEGORY: 1M; INSTALLING ONE FIREPLACE
PW20200917737 | 17-SEP-20 | 757 |  | 11TH | AV | 0 | ISSUED | 17-SEP-20 | JIN'S PLUMBING INC | WORK CATEGORY: 1P; BATHROOM REMODEL
PP20200917122 | 17-SEP-20 | 866 | 868 | 38TH | AV |  | ISSUED | 19-SEP-20 | HS CONSTRUCTION | UNIT 866-REMODEL KITCHEN WITHIN THE SPACE OF THE EXISTING KITCHEN.
PP20200917103 | 17-SEP-20 | 262 |  | FOWLER | AV |  | ISSUED | 21-SEP-20 | ZEUS CONSTRUCTION CORP. | REPLACE EXISTING UNDERGROUND SEWER LINES. REPLACE ALL EXISTING WATER LINES WITH NEW COPPER LINES AT GROUND FLOOR ONLY. REPLACE ONE SHOWER MEMBRANE AT GROUND FLOOR. RECONNECT BATHROOM FIXTURES. INSTALL NEW HYDRONIC IN-FLOOR HEATING SYSTEM AT GROUND FLOOR ONLY.
PW20200917726 | 17-SEP-20 | 3832 |  | BALBOA | ST |  | COMPLETE | 21-SEP-20 | CHOSEN ROOTER & PLUMBING | WORK CATEGORY: 1P; SEWER LATERAL REPLACE
PP20200917116 | 17-SEP-20 | 570 |  | BEALE | ST |  | ISSUED | 26-SEP-20 | REGENCY GENERAL CONTRACTORS INC | 222: REMOVE AND REPLACE LIKE FOR LIKE PLUMBING FIXTURES IN BATHROOM AND KITCHEN (INCLUDES FAUCETS SHOWER TRIM KITS NEW P-TRAPS AND SUPPLY LINES) AND NEW TOILETS.
PM20200917108 | 17-SEP-20 | 43 |  | DEL MONTE | ST |  | ISSUED | 18-SEP-20 | MDR CONSTRUCTION | RENEW PM20190509645.
PW20200917734 | 17-SEP-20 | 766 |  | 40TH | AV |  | ISSUED | 17-SEP-20 | CITY PLUMBING COMPANY | WORK CATEGORY: 2PB; ADD A LAUNDRY ROOM AT THE GROUND FLOOR FOR THE IN-LAW UNIT
PW20200917740 | 17-SEP-20 | 2403 |  | KEITH | ST |  | ISSUED | 17-SEP-20 | D & S LEONG ASSOCIATES | WORK CATEGORY: 2PB; PLUMBING WORK FOR TOILERS LAVATORY SINKS FLOOR DRAINS FLOOR SINK MOP-SINK WATER HEATER FOR MEDICAL CLINIC OFFICE
PP20200917106 | 17-SEP-20 | 2121 |  | NEWCOMB | AV |  | ISSUED | 22-SEP-20 | P-T GROUP INC | ADDING 3 SPRINKER HEADS.
PMW20200917721 | 17-SEP-20 | 1660 |  | SHRADER | ST |  | COMPLETE | 24-SEP-20 | BROWNE HEATING | WORK CATEGORY: 1M; MOVE EXISTING FURNACE FROM GARAGE TO CRAWLSPACE AND ADD AIR CONDITIONING.
PP20200917094 | 17-SEP-20 | 535 |  | LOS PALMOS | DR |  | ISSUED | 21-SEP-20 | HOMEOWNER'S PERMIT | REMODEL BATHROOM: REMOVE EXISTING GALVANIZED PIPE AND REPLACE WITH COPPER FOR SHOWER TOILET SINK AND TUB. REMOVE EXISTING CAST IRON AND REPLACE WITH CAST IRON FOR SAID FIXTURES. ALL FIXTURES WILL REMAIN IN ORIGINAL LOCATION NO MODIFICATIONS ARE NEEDED. REMOVE EXISTING SHOWER PAN AND REPLACE IN-KIND.
PP20200917101 | 17-SEP-20 | 3 |  | BAYSIDE VILLAGE | PL |  | ISSUED | 19-SEP-20 | REGENCY GENERAL CONTRACTORS INC | 403: REMOVE AND REPLACE LIKE FOR LIKE PLUMBING FIXTURES IN BATHROOM AND KITCHEN (INCLUDES FAUCETS SHOWER TRIM KITS NEW P-TRAPS AND SUPPLY LINES) AND NEW TOILETS.
PM20200917120 | 17-SEP-20 | 304 |  | ORIZABA | AV |  | ISSUED | 17-SEP-20 | INNOVATIVE CONSTRUCTION IMPLEMENT | WATER HEATER & FURNACE ON 1/F DWELLING UNIT LEGALIZATION.
PW20200917741 | 17-SEP-20 | 701 |  | HAMPSHIRE | ST |  | ISSUED | 17-SEP-20 | DELEON PLUMBING | WORK CATEGORY: 2PA; REMODEL 4 BATHROOMS 4 KITCHENS 4 TANKLESS WATER HEATERS 2 LAUNDRIES 4 SHOWER PANS AND GAS LINES IN UNITS 101-102-103 AND 203.
PW20200917729 | 17-SEP-20 | 1445 |  | COLE | ST |  | COMPLETE | 23-SEP-20 | ACE PLUMBING & ROOTER | WORK CATEGORY: 1P; SEWER REPAIR
PP20200917110 | 17-SEP-20 | 4 |  | BAYSIDE VILLAGE | PL |  | ISSUED | 26-SEP-20 | REGENCY GENERAL CONTRACTORS INC | 312: REMOVE AND REPLACE LIKE FOR LIKE PLUMBING FIXTURES IN BATHROOM AND KITCHEN (INCLUDES FAUCETS SHOWER TRIM KITS NEW P-TRAPS AND SUPPLY LINES) AND NEW TOILETS.
PP20200917111 | 17-SEP-20 | 4 |  | BAYSIDE VILLAGE | PL |  | ISSUED | 26-SEP-20 | REGENCY GENERAL CONTRACTORS INC | 405: REMOVE AND REPLACE LIKE FOR LIKE PLUMBING FIXTURES IN BATHROOM AND KITCHEN (INCLUDES FAUCETS SHOWER TRIM KITS NEW P-TRAPS AND SUPPLY LINES) AND NEW TOILETS.
PP20200917117 | 17-SEP-20 | 570 |  | BEALE | ST |  | FILED | 17-SEP-20 | REGENCY GENERAL CONTRACTORS INC | 214: REMOVE AND REPLACE LIKE FOR LIKE PLUMBING FIXTURES IN BATHROOM AND KITCHEN (INCLUDES FAUCETS SHOWER TRIM KITS NEW P-TRAPS AND SUPPLY LINES) AND NEW TOILETS.
PW20200917720 | 17-SEP-20 | 236 |  | 08TH | ST |  | COMPLETE | 18-SEP-20 | NORTH SOUTH PLUMBING INC. | WORK CATEGORY: 1P; INSTALL 5 NEW GAS LINES TO AC UNITS ON ROOF.
PP20200917112 | 17-SEP-20 | 160 |  | BRANNAN | ST |  | FILED | 17-SEP-20 | REGENCY GENERAL CONTRACTORS INC | 311: REMOVE AND REPLACE LIKE FOR LIKE PLUMBING FIXTURES IN BATHROOM AND KITCHEN (INCLUDES FAUCETS SHOWER TRIM KITS NEW P-TRAPS AND SUPPLY LINES) AND NEW TOILETS.
PP20200917102 | 17-SEP-20 | 3 |  | BAYSIDE VILLAGE | PL |  | ISSUED | 19-SEP-20 | REGENCY GENERAL CONTRACTORS INC | 404: REMOVE AND REPLACE LIKE FOR LIKE PLUMBING FIXTURES IN BATHROOM AND KITCHEN (INCLUDES FAUCETS SHOWER TRIM KITS NEW P-TRAPS AND SUPPLY LINES) AND NEW TOILETS.
PP20200917097 | 17-SEP-20 | 3 |  | BAYSIDE VILLAGE | PL |  | ISSUED | 19-SEP-20 | REGENCY GENERAL CONTRACTORS INC | 106: REMOVE AND REPLACE LIKE FOR LIKE PLUMBING FIXTURES IN BATHROOM AND KITCHEN (INCLUDES FAUCETS SHOWER TRIM KITS NEW P-TRAPS AND SUPPLY LINES) AND NEW TOILETS.
PW20200917731 | 17-SEP-20 | 1409 |  | EGBERT | AV |  | ISSUED | 17-SEP-20 | AAA RESTAURANT FIRE CONTROL/DBA AAA FIRE | WORK CATEGORY: 4PB; FIRE SPRINKLER PLUMBING PERMIT
PP20200917107 | 17-SEP-20 | 4 |  | BAYSIDE VILLAGE | PL |  | ISSUED | 25-SEP-20 | REGENCY GENERAL CONTRACTORS INC | 206: REMOVE AND REPLACE LIKE FOR LIKE PLUMBING FIXTURES IN BATHROOM AND KITCHEN (INCLUDES FAUCETS SHOWER TRIM KITS NEW P-TRAPS AND SUPPLY LINES) AND NEW TOILETS.
PW20200917716 | 17-SEP-20 | 562 |  | SUTTER | ST |  | ISSUED | 17-SEP-20 | PIPEWORKS INC | WORK CATEGORY: 5P; RE CONNECT DRAIN TO SIDEWALK ELEVATOR HATCH
PP20200917093 | 17-SEP-20 | 945 |  | UNION | ST |  | COMPLETE | 22-SEP-20 | L P G FIRE PROTECTION INC | REPLACING DEMAGED EXISTING 4" BACKFLOW PREVENTER FOR FIRE SPPRINKLER IN GARAGE WITH DERINGER-30X DCDA-II WITH METER BY-PASS.
PP20200917098 | 17-SEP-20 | 3 |  | BAYSIDE VILLAGE | PL |  | ISSUED | 19-SEP-20 | REGENCY GENERAL CONTRACTORS INC | 122: REMOVE AND REPLACE LIKE FOR LIKE PLUMBING FIXTURES IN BATHROOM AND KITCHEN (INCLUDES FAUCETS SHOWER TRIM KITS NEW P-TRAPS AND SUPPLY LINES) AND NEW TOILETS.
PW20200917718 | 17-SEP-20 | 1223 |  | 18TH | AV |  | COMPLETE | 22-SEP-20 | DISCOUNT PLUMBING CO | WORK CATEGORY: 1P; HOUSE TRAP REPLACEMENT
PW20200917714 | 17-SEP-20 | 1701 |  | GOUGH | ST |  | ISSUED | 17-SEP-20 | FAHERTY PLUMBING | WORK CATEGORY: 1P; INSTALL 2 SHOWER PANS
PW20200917738 | 17-SEP-20 | 585 |  | EUREKA | ST |  | ISSUED | 17-SEP-20 | TAI LAM MAK | WORK CATEGORY: 2PA; RELOCATE KITCHEN SINK 6 FT AWAY AND DISHWASHER
PMW20200917723 | 17-SEP-20 | 819 |  | 45TH | AV |  | ISSUED | 17-SEP-20 | OKELL'S FIREPLACE | WORK CATEGORY: 1M; INSTALL A DIRECT VENT GAS INSERT PER MANUAL SPECS. GAS LINE BY OTHERS.
PP20200917100 | 17-SEP-20 | 3 |  | BAYSIDE VILLAGE | PL |  | COMPLETE | 28-SEP-20 | REGENCY GENERAL CONTRACTORS INC | 215: REMOVE AND REPLACE LIKE FOR LIKE PLUMBING FIXTURES IN BATHROOM AND KITCHEN (INCLUDES FAUCETS SHOWER TRIM KITS NEW P-TRAPS AND SUPPLY LINES) AND NEW TOILETS.
PMW20200917725 | 17-SEP-20 | 1026 |  | CASTRO | ST |  | ISSUED | 17-SEP-20 | OKELL'S FIREPLACE | WORK CATEGORY: 1M; INSTALL A DIRECT VENT GAS FIREPLACE PER MANUAL SPECS. GAS LINE BY OTHERS.
PP20200917109 | 17-SEP-20 | 4 |  | BAYSIDE VILLAGE | PL |  | ISSUED | 26-SEP-20 | REGENCY GENERAL CONTRACTORS INC | 208: REMOVE AND REPLACE LIKE FOR LIKE PLUMBING FIXTURES IN BATHROOM AND KITCHEN (INCLUDES FAUCETS SHOWER TRIM KITS NEW P-TRAPS AND SUPPLY LINES) AND NEW TOILETS.
PW20200917732 | 17-SEP-20 | 275 |  | BATTERY | ST |  | COMPLETE | 24-SEP-20 | BAYLINE MECHANICAL INC | WORK CATEGORY: 5P; INSTALL ONE PANTRY SINK IN EXISTING PANTRY LOCATION. TRIM ONLY INSPECTION. ALL WORK ON T HE 7TH FLOOR SUITE 700
PP20200917095 | 17-SEP-20 | 1 |  | BAYSIDE VILLAGE | PL |  | COMPLETE | 28-SEP-20 | REGENCY GENERAL CONTRACTORS INC | 403: REMOVE AND REPLACE LIKE FOR LIKE PLUMBING FIXTURES IN BATHROOM AND KITCHEN (INCLUDES FAUCETS SHOWER TRIM KITS NEW P-TRAPS AND SUPPLY LINES) AND NEW TOILETS.
PP20200917113 | 17-SEP-20 | 180 |  | BRANNAN | ST |  | ISSUED | 26-SEP-20 | REGENCY GENERAL CONTRACTORS INC | 106: REMOVE AND REPLACE LIKE FOR LIKE PLUMBING FIXTURES IN BATHROOM AND KITCHEN (INCLUDES FAUCETS SHOWER TRIM KITS NEW P-TRAPS AND SUPPLY LINES) AND NEW TOILETS.
PP20200917118 | 17-SEP-20 | 759 | 767 | 06TH | AV |  | ISSUED | 18-SEP-20 | SURE INC. | 759 6TH AVE UNIT 9 & 10 AND 767 6TH AVE UNIT 9-NEW PLUMBING FOR 3 ADU UNITS.
PW20200917713 | 17-SEP-20 | 335 |  | MIRAMAR | AV |  | COMPLETE | 01-OCT-20 | GAGNE BROS. DBA BENJAMIN FRANKLIN PLUMBI | WORK CATEGORY: 1P; SEWER REPLACMENT FROM CURB TO HOUSE TRAP.
PW20200917730 | 17-SEP-20 | 1314 |  | FITZGERALD | AV |  | ISSUED | 17-SEP-20 | AAA RESTAURANT FIRE CONTROL/DBA AAA FIRE | WORK CATEGORY: 4PB; FIRE SPRINKLER PLUBMING PERMIT
PP20200917123 | 17-SEP-20 | 2615 |  | SUTTER | ST |  | ISSUED | 19-SEP-20 | AMPEX ENGINEERING & CO | RENEWAL OF PP20190904068.
PMW20200917717 | 17-SEP-20 | 861 |  | FELL | ST | 0 | COMPLETE | 01-OCT-20 | BROWNE HEATING | WORK CATEGORY: 2M ; FINAL INSPECTION FOR FIVE FURNACE SYSTEMS. ROUGH INSPECTIONS WERE DONE ON EXPIRED PERMIT PMW20180413088
PMW20200917727 | 17-SEP-20 | 3122 |  | SACRAMENTO | ST |  | ISSUED | 17-SEP-20 | HYDRONICS INC. | WORK CATEGORY: 2M ; INSTALL: CONDENSING BOILER. NEW SYSTEM PIPE WORK AND 16 WALL MOUNT RADIATORS.
PW20200917743 | 17-SEP-20 | 137 |  | DETROIT | ST |  | ISSUED | 17-SEP-20 | BEST CARE FIRE PROTECTION | WORK CATEGORY: 4PA; INSTALL NEW FIRE SPRINKLER SYSTEM IN A 2 STORIES SINGLE FAMILY BUILDING PER NFPA 13D INCLUDING A 1" COMBO WATER SERVICE AND 1 1/4" UNDERGROUND. TOTAL 24 HEADS.
PW20200918750 | 18-SEP-20 | 468 |  | COLUMBUS | AV |  | ISSUED | 18-SEP-20 | A 1 BUDGET PLUMBING | WORK CATEGORY: 2PB; REPLACE SEWER LINE FROM BUILDING TO HOUSE TRAP
PMW20200918744 | 18-SEP-20 | 4526 |  | 03RD | ST |  | ISSUED | 18-SEP-20 | MAYEN HVAC | WORK CATEGORY: 1M; INSTALL 4 HEAT PUMP AIR CONDITIONING/ EXHAUST FANS/ FURNACE.
PW20200918745 | 18-SEP-20 | 63 |  | RICHLAND | AV |  | COMPLETE | 22-SEP-20 | RED WRENCH PLUMBING INC | WORK CATEGORY: 1P; SEWER LATERAL REPLACEMENT
PW20200918749 | 18-SEP-20 | 1150 |  | SACRAMENTO | ST | 504 | ISSUED | 18-SEP-20 | ELECTRA PLUMBING & CONST | WORK CATEGORY: 1P; REPLACEMENT OF PLUMBING FIXTURES REMOVAL OF BATHTUB AND INSTALLATION OF SHOWER.
PM20200918126 | 18-SEP-20 | 1344 |  | GOETTINGEN | ST |  | ISSUED | 18-SEP-20 | INNOVATIVE CONSTRUCTION IMPLEMENT | RELOCATE FURNACE & NEW TANKLESS WATER HEATER.
PP20200918127 | 18-SEP-20 | 2190 |  | UNION | ST |  | ISSUED | 18-SEP-20 | DAJANI CONSTRUCTION | INSTALLATION OF 4 HAND SINKS 3 COMP SINKS PREP SINKS WATER FOUNTAIN AND FLOOR SINKS IN DELI AREA.
PW20200918759 | 18-SEP-20 | 94 |  | JUNIOR | TR | 0 | COMPLETE | 22-SEP-20 | JIM PARR DBA PLUMBING | WORK CATEGORY: 1P; UPGRADE GAS LINE TO WATER HEATER - UPGRADE WATER SERVICE TO 1"
PW20200918764 | 18-SEP-20 | 79 |  | 28TH | ST |  | ISSUED | 18-SEP-20 | S F GARAGE COMPANY INC. | WORK CATEGORY: 2PB; NEW PLUMBING FOR KITCHEN NEW BATHS LAUNDRY ALL NEW GAS DRAINS WATER PIPE THROUGHOUT -NEW RADIANT HEAT ON ALL LEVELS AND BOILER
PP20200918128 | 18-SEP-20 | 329 |  | SAN JOSE | AV |  | FILED | 18-SEP-20 | ACME BUILDERS | INSTALL NEW SHOWER PAN UPDATE PLUMBING IN BATHROOM-GALVANIZED TO COPPER.
PMW20200918746 | 18-SEP-20 | 321 |  | CASELLI | AV |  | COMPLETE | 23-SEP-20 | EAGLE HEATING ** CHECK I. D. ** | WORK CATEGORY: 1M; FOR THE INSTALLATION OF A GAS FURNACE AT ATTIC AND A/C
PW20200918747 | 18-SEP-20 | 1325 |  | REVERE | AV |  | COMPLETE | 25-SEP-20 | ARB INC | WORK CATEGORY: 1P; GAS HOUSE LINE EXTENSION
PP20200918139 | 18-SEP-20 | 1725 |  | TURK | ST | 0 | ISSUED | 22-SEP-20 | BRIGHTER BAY BUILDERS INC | UNIT 11: CONVERT EXISTING KITCHEN TO BEDROOM. RELOCATE KITCHEN. REHABILITATE EXISTING BATHROOM. INSTALL WASHER AND DRYER.
PW20200918752 | 18-SEP-20 | 1955 |  | LEAVENWORTH | ST | 0 | COMPLETE | 30-SEP-20 | FAULT LINE PLUMBING INC | WORK CATEGORY: 8P; REPLACEMENT OF STEAM BOILER WITH A NEW PEERLESS 64-08. ABATE THE OLD BOILER SERIAL # A86-250 FROM RECORDS.
PW20200918748 | 18-SEP-20 | 1111 |  | BAY | ST | 301 | COMPLETE | 25-SEP-20 | CAHILL AND KAVANAUGH INC * SEE NOTE* | WORK CATEGORY: 11P; REMOVE AND REPLACE IRRIGATION BACKFLOW
PMW20200918763 | 18-SEP-20 | 3376 |  | CLAY | ST |  | ISSUED | 18-SEP-20 | PETERSON MECHANICAL INC. | WORK CATEGORY: 1M; LIKE AND KIND REPLACEMENT OF AC UNITS
PW20200918762 | 18-SEP-20 | 819 |  | 45TH | AV |  | COMPLETE | 22-SEP-20 | GARCIA PLUMBING AND MECHANICAL CO INC | WORK CATEGORY: 1P; NEW GAS SUPPLY TO FUTURE OUTLET.
PW20200918754 | 18-SEP-20 | 1502 |  | FLORIDA | ST |  | COMPLETE | 23-SEP-20 | A PLUMBING**SEENOTE** | WORK CATEGORY: 1P; REMODELING ONE KITCHEN AND ONE HALF BATHROOM IN EACH UNIT
PW20200918751 | 18-SEP-20 | 1418 |  | LARKIN | ST | 0 | ISSUED | 18-SEP-20 | MARIN MECHANICAL INC | WORK CATEGORY: 8P; REMOVE AND REPLACE EXISTING HOT WATER HEATER AND HEATING BOILER AND INSTALL A NEW HEATING BOILER AND INDIRECT HOT WATER TANK.
PMW20200918758 | 18-SEP-20 | 2724 |  | PACIFIC | AV |  | COMPLETE | 25-SEP-20 | TRAHAN AND SON'S DBA: PATRIOT MECHANICAL | WORK CATEGORY: 1M; INSTALL NEW HEAT PUMPS DUCTWORK LINSEEDS EXHAUST FANS HRS UNIT WINE REFRIGERATION AIR DISTRIBUTION VENTING FOR EXHAUST FANS DRYERS HOODS.
PMW20200918755 | 18-SEP-20 | 1473 |  | FRANCISCO | ST |  | COMPLETE | 30-SEP-20 | WARM SOLUTIONS / AMERICAN CHIMENY SVCS | WORK CATEGORY: 1M; INSTALLATION OF DIRECT-VENT GAS INSERT INTO EXISTING WOOD-BURNING FIREPLACE.
PP20200918130 | 18-SEP-20 | 100 |  | MARTIN LUTHER KING JR | DR |  | ISSUED | 28-SEP-20 | SAN FRANCISCO REC AND PARK | REMOVE (2) EXISTING BOILERS SERIAL # 1101317986 $ 1101317987. REPLACE (4) NEW BOILERS SERIAL #40-399G3-05894 40-399G3-05895 40-399G3-05896 40-399G3-05902.
PP20200918125 | 18-SEP-20 | 1344 |  | GOETTINGEN | ST |  | ISSUED | 18-SEP-20 | INNOVATIVE CONSTRUCTION IMPLEMENT | 1/F: 2 FULL BATHROOMS. 2/F: RELOCATE KITCHEN & 1 NEW FULL BATHROOM.
PW20200918760 | 18-SEP-20 | 194 |  | ONONDAGA | AV |  | COMPLETE | 23-SEP-20 | ECONOMY PLUMBING | WORK CATEGORY: 1P; REPAIR SEWER LINE
PMW20200918766 | 18-SEP-20 | 160 |  | SOUTH VAN NESS | AV |  | ISSUED | 18-SEP-20 | ALTERNATIVE HEATING AND AIR CONDITIONING | WORK CATEGORY: 5M; TENANT RENOVATION. REMOVE EXISTING ROOF TOP G/E PACKAGE UNITS AND AC CONDENSER UNITS. INSTALL (5) NEW ROOF TOP GAS/ELECTRIC PACKAGE UNITS AND DUCTWORK. INSTALL (5) NEW HEAT PUMP SPLIT SYSTEMS WITH ASSOCIATED FAN COILS AND DUCT WORK.
PW20200918765 | 18-SEP-20 | 220 |  | MONTGOMERY | ST |  | COMPLETE | 30-SEP-20 | AYOOB & PEERY PLUMBING | WORK CATEGORY: 11P; REMOVE ONE BACKFLOW SERIAL # 99506 AND INSTALL ONE BACKFLOW #210038 ( 3/4" WATTS 009M3QT) . ... THEN DEMO OUT AND REMOVE ANOTHER BACKFLOW SERIAL # 15084 ( 3/4" WATTS 009QT) .
PW20200918757 | 18-SEP-20 | 496 |  | CRESTLAKE | DR |  | ISSUED | 18-SEP-20 | LE'S PLUMBING & CONSTRUCTION | WORK CATEGORY: 2PB; UNDERGROUND PLUMBING AND LEGALIZE PLUMBING (BATHROOM)
PP20200918131 | 18-SEP-20 | 1565 |  | 34TH | AV |  | COMPLETE | 22-SEP-20 | XIN WU GENERAL CONSTRUCTION | REFERENCE PP20200716180 ADDING SHOWER PAN.
PP20200918124 | 18-SEP-20 | 307 |  | FAXON | AV |  | ISSUED | 21-SEP-20 | GREEN CITY CONSTRUCTION INC | REMODEL KITCHEN BATHROOMS LAURN ROOM. INSTALL NEW RADIANT FLOOR HEATING.
PW20200918767 | 18-SEP-20 | 2599 |  | LOMBARD | ST |  | ISSUED | 18-SEP-20 | SUPERIOR PLUMBING & FIRE PROTECTION | WORK CATEGORY: 8P; REPLACE BOILER SN#896 C9319617
PW20200918761 | 18-SEP-20 | 90 |  | CHARTER OAK | AV |  | COMPLETE | 22-SEP-20 | CHRIS' PLUMBING INC | WORK CATEGORY: 4PB; FIRE SPRINKLER FOR NEW COMMERCIAL KITCHENS
PW20200918753 | 18-SEP-20 | 2949 |  | PACIFIC | AV |  | ISSUED | 18-SEP-20 | CITY FRONT PLUMBING INC | WORK CATEGORY: 2PA; REMODEL KITCHEN (1-SINK) POWDER ROOM (1-TOILET 1-LAV SINK) LAUNDRY CLOSET (1-WASHING MACHINE BOX) MASTER BATH (1-TOILET 2-LAV SINK 1-SHOWER 1-BATHTUB) NEW BATH (1-TOILET 1-LAV SINK 1-BATHTUB) RENOVATED BATH (1-TOILET 1-LAV SINK 1-SHOWER)
PW20200918756 | 18-SEP-20 | 1330 |  | REVERE | AV |  | COMPLETE | 25-SEP-20 | ARB INC | WORK CATEGORY: 1P; GAS HOUSELINE EXT
PP20200918137 | 18-SEP-20 | 309 |  | OAK PARK | DR |  | FILED | 18-SEP-20 | ARB INC | EXTEND GAS HOUSE LINE APPROX 10' FOR METER RELOCATION.
PP20200918140 | 18-SEP-20 | 2955 |  | VAN NESS | AV |  | ISSUED | 24-SEP-20 | BRIGHTER BAY BUILDERS INC | UNIT 2: CONVERT EXTG KITCHEN TO BEDROOM. RELOCATE KITCHEN. REHABILITATE EXTG BATHROM. INSTALL WASHER AND DRYER.
PP20200919144 | 19-SEP-20 | 250 |  | KING | ST | 426 | ISSUED | 22-SEP-20 | HB KITCHEN BATH INC | 426: REPLACE KITCHEN SINK FAUCET.
PW20200919770 | 19-SEP-20 | 370 |  | SHOTWELL | ST | 0 | ISSUED | 19-SEP-20 | SELVIN PLUMBING AND ROOTER | WORK CATEGORY: 1P; ROUGH PLUMBING FOR BATHROOM SINK TOILET AND SHOWER
PW20200919772 | 19-SEP-20 | 1388 |  | ALABAMA | ST |  | ISSUED | 19-SEP-20 | PROJECT CONTRACTOR INC | WORK CATEGORY: 4PA; INSTALL FIRE SPRINKLERS AT REAR BUILDING & RELATED EGRESS PER NFPA 13R & UNDERGROUND PIPING PER NFPA 24 (TRENCH BACKFILL & SIDEWALK REPAIR BY SEPARATE PERMIT. TOTAL: 23 FIRE SPRINKLER HEADS REFER TO APP#2020-0819-2088
PW20200919769 | 19-SEP-20 | 2286 |  | 15TH | AV |  | ISSUED | 19-SEP-20 | ROS PLUMBING | WORK CATEGORY: 2PA; REMODEL UNIT INSTALL NEW PLUMBING FOR TWO NEW BATHROOM.INSTALL PLUMBING FOR KITCHEN SINK INSTALL PLUMBING FOR TWO LAUNDRYS INSTALL CATCH BASIN
PW20200919771 | 19-SEP-20 | 663 |  | 02ND | AV |  | ISSUED | 19-SEP-20 | NATHAN COLE CONSTRUCTION | WORK CATEGORY: 1P; REPLACE SHOWER VALVE AND SHOWER PAN.
PP20200919149 | 19-SEP-20 | 223 |  | ADDISON | ST |  | ISSUED | 22-SEP-20 | PACIFIC RESTORATION INC DBA SERVPRO | REPLACE P TRAP IN THE KITCHEN.
PP20200919143 | 19-SEP-20 | 4725 |  | IRVING | ST |  | ISSUED | 21-SEP-20 | AMERICAN BUILDERS | ADD WALL HEATER FOR PERMIT PP20191216015.
PP20200919142 | 19-SEP-20 | 15 |  | RED ROCK | WY | 312 | ISSUED | 28-SEP-20 | H & BO CONSTRUCTION INC. | N312: REPLACE BATHROOM SHOWER AREA ONLY. CONVERT BATHTUB TO BE A SHOWER. REPLACE A NEW EXHAUST FAN.
PP20200919146 | 19-SEP-20 | 77 |  | BEALE | ST |  | COMPLETE | 29-SEP-20 | WALSCHON FIRE PROTECTION INC | RENEW PW20170313735.
PW20200919768 | 19-SEP-20 | 681 |  | UNIVERSITY | ST |  | COMPLETE | 23-SEP-20 | A B PLUMBING | WORK CATEGORY: 2PA; WATER HEATER INSTALLATION
PP20200919147 | 19-SEP-20 | 860 |  | EDDY | ST |  | ISSUED | 22-SEP-20 | W N G S CONSTRUCTION | RENEW PP20190321204 FOR FINAL INSPECTION.
PM20200919148 | 19-SEP-20 | 402 |  | FAIR OAKS | ST |  | ISSUED | 23-SEP-20 | ACOSTA HEATING | REPLACE FURNACE IN SAME PLACE IN FURNACE ROOM.
PM20200919145 | 19-SEP-20 | 3005 |  | SAN BRUNO | AV |  | COMPLETE | 28-SEP-20 | AMPEX ENGINEERING & CO | REMOVE AND REPLACE EXISTING FURNACE.
PP20200919141 | 19-SEP-20 | 72 |  | LITTLEFIELD | TR |  | ISSUED | 22-SEP-20 | SKYLIGHT TOOLS INC | KITCHEN REMODEL REINSTALL EXISTING SINK DW REFRIGERATOR IN SAME LOCATION. REPLACE SINK FAUCET.
PW20200920776 | 20-SEP-20 | 101 |  | CALIFORNIA | ST |  | COMPLETE | 24-SEP-20 | CITY PREFERRED PLUMBING INC | WORK CATEGORY: 5P; 101 CALIFORNIA 28TH 29TH AND 32ND FLOOR RESTROOMS. REMOVED (18) WATER CLOSETS (12) LAVATORIES 7 FAUCETS AND (6) URINALS. NO RE-ROUGH REQUIRED. INSTALLED NEW (18) WATER CLOSETS/FLUSHOMETERS (6) URINALS/FLUSHOMETERS AND (12) LAVATORIES AND FAUCETS
PW20200920777 | 20-SEP-20 | 1567 |  | REVERE | AV |  | ISSUED | 20-SEP-20 | AR PLUMBING | WORK CATEGORY: 1P; RELOCATION PLUMBING OF EXISTING KITCHEN AND EXISTING BATHROOM.
PW20200920774 | 20-SEP-20 | 148 |  | ADDISON | ST |  | COMPLETE | 23-SEP-20 | L C H PLUMBING INC | WORK CATEGORY: 1P; REPLACEMENT OF ONE SECTION OF THE MAIN SEWER LINE AND THE HOUSE-TRAP
PW20200920778 | 20-SEP-20 | 2312 |  | PACIFIC | AV |  | ISSUED | 20-SEP-20 | AR PLUMBING | WORK CATEGORY: 1P; RELOCATE PLUMBING IN EXISTING KITCHEN AND EXISTING BATHROOMS ON BASEMENT 1 THROUGH 3 FLOOR. INSTALLATION OF NEW EFFICIENT WATER HEATER ALSO INSTALLATION OF FINISH TRIM OUT.RELOCATE GAS LINE TO A NEW FIRE PLACE.
PW20200920773 | 20-SEP-20 | 350 |  | WINFIELD | ST |  | ISSUED | 20-SEP-20 | FEERICK PLUMBING | WORK CATEGORY: 2PA; INSTALL PLUMBING FOR GROUND FLOOR BATH AND NEW WATER HEATER NEW KITCHEN AND BATHROOM SECOND FLOOR
PW20200920775 | 20-SEP-20 | 1400 |  | GEARY | BL |  | ISSUED | 20-SEP-20 | FRANK THOMAS PLUMBING CO INC | WORK CATEGORY: 1P; APARTMENT 1901. ONE BATHTUB TO SHOWER CONVERSION. CHANGE ALL PLUMBING FIXTURES.
PW20200921815 | 21-SEP-20 | 245 |  | 05TH | ST |  | COMPLETE | 25-SEP-20 | EXPRESS PLUMBING AND ROOTER DBA VANGO RO | WORK CATEGORY: 2PB; REPAIR HOUSE TRAP
PW20200921796 | 21-SEP-20 | 211 |  | MAIN | ST |  | ISSUED | 21-SEP-20 | AYOOB & PEERY PLUMBING | WORK CATEGORY: 4PB; 9TH FLOOR: ADD (7) AND RELOCATE (43) SPRINKLERS PER T.I. JOB#: 20-644
PW20200921784 | 21-SEP-20 | 361 |  | OAK PARK | DR |  | ISSUED | 21-SEP-20 | ARB INC | WORK CATEGORY: 1P; GAS HOUSELINE EXT
PP20200921155 | 21-SEP-20 | 308 |  | LOS PALMOS | DR |  | ISSUED | 22-SEP-20 | ARGOS CONSTRUCTION | REPLACE TOP REPLACE SHOWER VALVE SHOWER HEAD AND SHOWER HANDLE.
PP20200921158 | 21-SEP-20 | 318 |  | LA GRANDE | AV |  | ISSUED | 25-SEP-20 | PRIOR CONSTRUCTION | REPLACE SEWER HOUSE TRAP FROM CLAY PIPE TO CAST IRON PIPE. REPLACE APPROX 30FT OF SEWER LATERAL TO THE OUTSIDE OF THE PROPERTY LINE.
PP20200921166 | 21-SEP-20 | 2559 |  | 26TH | AV |  | ISSUED | 23-SEP-20 | THE GREAT OCEAN GENERAL CONTRACTOR | KITCHEN REMODLING. REPLACE KITCHEN SINK AND P-TRAP. INSTALL SINK FAUCET AND DISHWASHER INSTALL STOVE AND RANGE HOOD.
PW20200921792 | 21-SEP-20 | 356 |  | DAY | ST |  | COMPLETE | 23-SEP-20 | EXPRESS PLUMBING AND ROOTER DBA VANGO RO | WORK CATEGORY: 1P; REPLACE 40 GALLON WATER
PW20200921818 | 21-SEP-20 | 709 |  | LYON | ST |  | ISSUED | 21-SEP-20 | NORTH STAR PLUMBING & FIRE PROTECTION | WORK CATEGORY: 2PB; NEW CONSTRUCTION PLUMBING WORK OF (12) BATHROOMS (6) SHOWER PANS (5) KITCHENS (5) LAUNDRY ROOMS AND HOUSE TO STREET SEWER LINE AND WATER LINE SERVICE. SCOPE INCLUDES UNDERGROUND PLUMBING.
PW20200921794 | 21-SEP-20 | 2431 |  | 26TH | AV |  | ISSUED | 21-SEP-20 | PAGCO CONSTRUCTION INC. | WORK CATEGORY: 2PA; KITCHEN AND BATHROOM AND LAUNDRY REMODEL
PW20200921786 | 21-SEP-20 | 2231 |  | OFARRELL | ST |  | ISSUED | 21-SEP-20 | ARB INC | WORK CATEGORY: 1P; GAS HOUSELINE EXT
PW20200921805 | 21-SEP-20 | 1475 |  | 30TH | AV |  | COMPLETE | 25-SEP-20 | DISCOUNT PLUMBING CO | WORK CATEGORY: 1P; HOUSE TRAP AND SEWER LINE REPLACEMENT
PW20200921827 | 21-SEP-20 | 1671 |  | 47TH | AV |  | ISSUED | 21-SEP-20 | DILL PLUMBING CO | WORK CATEGORY: 2PB; ADD ADU KITCHEN BATH AND WASHER DRYER DWV WASTE AND WATER. RELOCATE EXISTING HWH AND FURNACE GAS SUPPLY TO NEW LOCATION PER PLANS.
PP20200921163 | 21-SEP-20 | 2155 |  | 39TH | AV |  | ISSUED | 22-SEP-20 | T & T CONSTRUCTION | REPLACEMENT OF TOILET SINK AND SHOWER/SHOWER PAN.
PW20200921793 | 21-SEP-20 | 462 |  | 34TH | AV |  | ISSUED | 21-SEP-20 | SUCCESS CONSTRUCTION | WORK CATEGORY: 2PB; INSTALL ONE 2 IN WATER LINE FROM METER TO THE HOUSE
PMW20200921798 | 21-SEP-20 | 3982 |  | CESAR CHAVEZ | ST |  | ISSUED | 21-SEP-20 | OKELL'S FIREPLACE | WORK CATEGORY: 1M; INSTALL A DIRECT VENT GAS FIREPLACE PER MANUAL SPECS. GAS LINE BY OTHERS.
PMW20200921787 | 21-SEP-20 | 531 |  | STAPLES | AV |  | ISSUED | 21-SEP-20 | S L MECHANICAL CONTRACTOR | WORK CATEGORY: 1M; REPLACE A FURNACE TO THE GARAGE. DUCTING AND FLUE PIPE.
PP20200921151 | 21-SEP-20 | 350 |  | MASONIC | AV |  | ISSUED | 24-SEP-20 | RANSOMNE COMPANY | SITEWORK STORM DRAINS MAIN BUILDING PERMIT # 201910164593
PW20200921808 | 21-SEP-20 | 2436 |  | GREAT | HY | 5 | ISSUED | 21-SEP-20 | F W H ACQUISITION CO LLC DBA FAST WATER | WORK CATEGORY: 1P; REMOVE/REPLACE GAS WATER HEATER
PW20200921780 | 21-SEP-20 | 1385 |  | GREENWICH | ST | 0 | ISSUED | 21-SEP-20 | TODD MORRIS FIRE PROTECTION INC. | WORK CATEGORY: 4PB; NEW SPRINKLER SYSTEM FOR GARAGE AND ADU ONLY
PW20200921820 | 21-SEP-20 | 301 |  | MAIN | ST | 36 | ISSUED | 21-SEP-20 | SAN FRANCISCO PLUMBING CO | WORK CATEGORY: 1P; REGRADING SEWER LINE
PW20200921811 | 21-SEP-20 | 393 |  | GREEN | ST |  | ISSUED | 21-SEP-20 | SUGAR BEAR PLUMBING | WORK CATEGORY: 1P; GAS TAG REQUEST
PM20200921152 | 21-SEP-20 | 71 |  | MOUNT VERNON | AV |  | ISSUED | 23-SEP-20 | W S K CONSTRUCTION | REPLACE NEW FURNACE FOR WHOLE HOUSE.
PW20200921813 | 21-SEP-20 | 100 |  | 01ST | ST |  | ISSUED | 21-SEP-20 | AYOOB & PEERY PLUMBING | WORK CATEGORY: 4PB; 16TH FLOOR DEMO: ADD (7) AND CHANGE OUT (146) SPRINKLERS TO CONFORM WITH THE NEW WALL/CEILING LAYOUT OF THE TENANT IMPROVEMENT. JOB#: 20-603
PW20200921807 | 21-SEP-20 | 139 |  | LAKESHORE | DR |  | COMPLETE | 22-SEP-20 | MC POLIN TILE | WORK CATEGORY: 1P; INSTALLING A SHOWER PAN
PW20200921791 | 21-SEP-20 | 2174 |  | GREEN | ST |  | COMPLETE | 30-SEP-20 | CAHILL AND KAVANAUGH INC * SEE NOTE* | WORK CATEGORY: 1P; CHANGE APPROX 25 FT OF 4" CAST IRON PIPE HORIZONTAL IN GARAGE
PW20200921810 | 21-SEP-20 | 3108 |  | FILLMORE | ST |  | ISSUED | 21-SEP-20 | MAGIC PLUMBING | WORK CATEGORY: 1P; REPLACE CURB TRAP AND SEWER MAIN.
PW20200921785 | 21-SEP-20 | 300 |  | MISSION | ST |  | ISSUED | 21-SEP-20 | AYOOB & PEERY PLUMBING | WORK CATEGORY: 4PB; 21ST AND 22ND FLOOR STAIRS: ADD (14) SPRINKLERS TO CONFORM WITH THE NEW WALL/CEILING LAYOUT OF THE TENANT IMPROVEMENT. JOB#: 20-6060
PP20200921153 | 21-SEP-20 | 307 |  | BARTLETT | ST |  | ISSUED | 23-SEP-20 | W S K CONSTRUCTION | #2: REMODEL KITCHEN AND BATHROOM.
PMW20200921799 | 21-SEP-20 | 4326 |  | CESAR CHAVEZ | ST |  | ISSUED | 21-SEP-20 | OKELL'S FIREPLACE | WORK CATEGORY: 1M; INSTALL A DIRECT VENT GAS FIREPLACE PER MANUAL SPECS. GAS LINE BY OTHERS.
PMW20200921788 | 21-SEP-20 | 56 |  | BADGER | ST |  | COMPLETE | 24-SEP-20 | S L MECHANICAL CONTRACTOR | WORK CATEGORY: 1M; REPLACE A FURNACE IN GARAGE DUCTING AND FLUE PIPE
PW20200921809 | 21-SEP-20 | 7045 |  | GEARY | BL |  | ISSUED | 21-SEP-20 | F W H ACQUISITION CO LLC DBA FAST WATER | WORK CATEGORY: 1P; REMOVE/REPLACE GAS WATER HEATER
PW20200921822 | 21-SEP-20 | 3310 |  | MISSION | ST |  | ISSUED | 21-SEP-20 | W C PLUMBING & FIRE PROTECTION | WORK CATEGORY: 4PB; INSTALL ENTIRE 4 STORY BUILDING WITH AUTOMATIC FIRE SPRINKLER SYSTEM AS SHOW ON THE PLAN.
PP20200921164 | 21-SEP-20 | 49 |  | JERSEY | ST |  | ISSUED | 22-SEP-20 | KASAS BUILDERS INC | KITCHEN AND LAUNDRY REMODEL. NEW 1/2 BATHROOM.
PW20200921816 | 21-SEP-20 | 450 |  | POST | ST |  | ISSUED | 21-SEP-20 | SUPERIOR PLUMBING & FIRE PROTECTION | WORK CATEGORY: 1P; CAP OFF TO THE SOURCE BATHROOM FIXTURESREPLACE FAUCETS WITH A SENSOR ONE.
PP20200921156 | 21-SEP-20 | 2226 |  | CAYUGA | AV |  | ISSUED | 25-SEP-20 | PARKSON CONSTRUCTION COMPANY | TO REPAIR THE BROKEN TRAP DOOR IN THE UPPER LATERAL AREA UNDERNEATH THE SIDEWALK OUTSIDE OF HOUSE.
PP20200921150 | 21-SEP-20 | 201 |  | HARRISON | ST | 825 | ISSUED | 22-SEP-20 | BERKELEY DESIGN CENTER CORPORATION DBA D | 825: REPLACING EXISTING TUB/SHOWER VALVE WITH NEW.
PP20200921162 | 21-SEP-20 | 680 |  | 06TH | AV | 0 | FILED | 21-SEP-20 | O S E HORIZON ENTERPRISE | ONE POWDER ROOM AND ONE BATHROOM REMODEL.
PW20200921826 | 21-SEP-20 | 1812 |  | ANZA | ST |  | ISSUED | 21-SEP-20 | SAFE ASSURANCE FIRE PROTECTION | WORK CATEGORY: 4PA; INSTALL NEW FIRE SPRINKLER SYSTEM TO ENTIRE GROUND FLOOR. 21 FIRE SPRINKLER HEADS TOTAL
PW20200921824 | 21-SEP-20 | 36 |  | SANTA YNEZ | AV |  | COMPLETE | 24-SEP-20 | MARCO POLO PLUMBING | WORK CATEGORY: 1P; INSTALL 3/4'' INCH-1/2'' GAS LINE FOR FIREPLACE FROM THE GAS METER
PW20200921797 | 21-SEP-20 | 337 |  | BADEN | ST |  | COMPLETE | 25-SEP-20 | RENSTROM PLMBG & HEATING | WORK CATEGORY: 1P; PARTIAL SEWER REPLACEMENT INSIDE GARAGE
PMW20200921804 | 21-SEP-20 | 340 |  | MISSOURI | ST |  | COMPLETE | 28-SEP-20 | SCHMITT HEATING CO INC | WORK CATEGORY: 1M; REPLACE EXISTING FURNACE WITH NEW INSTALL NEW FLUE AND CONDENSATE DRAIN LINE.
PW20200921819 | 21-SEP-20 | 219 |  | 25TH | AV |  | COMPLETE | 25-SEP-20 | STEVEN YEUNG INC DBA CHUNG WAH PLBG&FIRE | WORK CATEGORY: 1P; INSTALL GAS LINE FOR BBQ
PW20200921806 | 21-SEP-20 | 222 |  | MOLIMO | DR |  | ISSUED | 21-SEP-20 | 328 CONSTRUCTION | WORK CATEGORY: 2PB; REMODEL NEW 3.5 BATH NEW KITCHEN AND LAUNDRY. UNDERGROUND PLUMBING. SHOWER PANS (2).
PW20200921825 | 21-SEP-20 | 900 |  | YORK | ST |  | ISSUED | 21-SEP-20 | JL PLUMBING *SEE NOTES* ASK FOR ID | WORK CATEGORY: 1P; THREE (3) SHOWER PANS INSTALLATION 900 YORK ST; 2701 21ST ST; 2703 21ST ST.
PW20200921789 | 21-SEP-20 | 256 |  | SANTA CLARA | AV |  | ISSUED | 21-SEP-20 | THERMODYNAMICS | WORK CATEGORY: 1P; 1 BATHROOM REMODEL
PP20200921154 | 21-SEP-20 | 381 |  | ELIZABETH | ST |  | FILED | 21-SEP-20 | LY GREEN CONSTRUCTION INC | KITCHEN AND BATHROOM REMODLING BASEMENT BATHROOM RELOCATING TOILET IN THE EISTING FOOT PRINT.
PW20200921782 | 21-SEP-20 | 50 |  | FREMONT | ST |  | COMPLETE | 22-SEP-20 | GOLDEN GATE FIRE PROTECTION INC | WORK CATEGORY: 4PB; RELOCATE 9 PENDENT SPRINKLERS ON THE BASEMENT LEVEL.
PW20200921779 | 21-SEP-20 | 1738 |  | 18TH | AV |  | COMPLETE | 24-SEP-20 | STEVEN YEUNG INC DBA CHUNG WAH PLBG&FIRE | WORK CATEGORY: 11P; PERMIT FEE FOR FINAL PLUMBING INSPECTION
PW20200921817 | 21-SEP-20 | 180 |  | REDWOOD | ST |  | COMPLETE | 25-SEP-20 | LEGACY MECHANICAL & ENERGY SERVICES INC | WORK CATEGORY: 5P; RECONNECT PLUMBING TO A REPLACEMENT UNIT.
PP20200921159 | 21-SEP-20 | 5160 |  | DIAMOND HEIGHTS | BL | 301C | ISSUED | 22-SEP-20 | MICHAEL JURADO | BATHROOM AND KITCHEN REMODEL. GAS LINE IN KITCHEN
PP20200921165 | 21-SEP-20 | 40 |  | NIANTIC | AV |  | ISSUED | 23-SEP-20 | PARAMOUNT CONSTRUCTION | INSTALL 1 EA TOILET 1EA BATHTUB 1EA LAVATORY PLUMBING. RELOCATE WASHER/DRYER.
PP20200921160 | 21-SEP-20 | 3824 |  | 18TH | ST | 0 | ISSUED | 23-SEP-20 | DEWELL BUILT INC. | 302: REPLACING 2 BATH TUBS AND SHOWER VALVES.
PW20200921795 | 21-SEP-20 | 50 |  | CALIFORNIA | ST |  | COMPLETE | 25-SEP-20 | CRITCHFIELD MECHANICAL INC | WORK CATEGORY: 5P; HEATING HOT WATER PIPING LOOP AND RUNOUTS TO SERVE 29 TERMINAL AIR UNIT BOXES. CONDENSER WATER PIPING LOOP AND RUNOUT TO SERVE TWO HEAT PUMPS.
PW20200921800 | 21-SEP-20 | 1261 |  | BRODERICK | ST | 0 | ISSUED | 21-SEP-20 | ARB INC | WORK CATEGORY: 1P; GAS HOUSELINE EXT
PMW20200921790 | 21-SEP-20 | 454 |  | PAGE | ST | 0 | ISSUED | 21-SEP-20 | S L MECHANICAL CONTRACTOR | WORK CATEGORY: 1M; INSTALLING A NEW FURNACE IN THE ATTIC FOR TOP FLOOR APARTMENT REFERENCE NOV# 202035551.DUCTING AND FLUE PIPE AND COMBUSTION AIR.
PP20200921157 | 21-SEP-20 | 2031 |  | 30TH | AV |  | ISSUED | 25-SEP-20 | PRIOR CONSTRUCTION | REPLACED SEWER HOUSE TRAP FROM CLAY PIPE TO CAST IRON PIPE. REPLACE APPROX 20FT OF SEWER LATERAL TO THE OUTIDE OF THE PROPERTY LINE.
PM20200921161 | 21-SEP-20 | 3824 |  | 18TH | ST | 0 | ISSUED | 23-SEP-20 | DEWELL BUILT INC. | 302: INSTALLING KITCHEN HOOD AND TWO BATH VENTS.
PMW20200921781 | 21-SEP-20 | 3641 |  | JACKSON | ST |  | ISSUED | 21-SEP-20 | GOLD CHIMNEY | WORK CATEGORY: 2M ; INSTALLATION OF DIRECT VENT GAS FIREPLACE INSERT INTO EXISTING WOOD BURNING FIREPLACE
PW20200921812 | 21-SEP-20 | 2740 |  | GREEN | ST |  | COMPLETE | 29-SEP-20 | SKAATES CANEPA INC | WORK CATEGORY: 2PA; DEMO OF BOILER MAKE UP BACKFLOW DEVICE PIC#HEZQ6847 SER# M0524 MFG: CONBRACCO MODEL: 40-20-A2
PMW20200921801 | 21-SEP-20 | 2269 |  | WASHINGTON | ST |  | ISSUED | 21-SEP-20 | OKELL'S FIREPLACE | WORK CATEGORY: 1M; INSTALL A DIRECT VENT GAS INSERT PER MANUAL SPECS. GAS LINE BY OTHERS.
PW20200921823 | 21-SEP-20 | 185 |  | 19TH | AV |  | COMPLETE | 28-SEP-20 | NORTH SOUTH PLUMBING INC. | WORK CATEGORY: 1P; REMOVE AND RELOCATE PLUMBING FOR CODE COMPLIANCE IN GARAGE.
PMW20200921803 | 21-SEP-20 | 684 |  | PANORAMA | DR |  | ISSUED | 21-SEP-20 | OKELL'S FIREPLACE | WORK CATEGORY: 1M; INSTALL A DIRECT VENT GAS INSERT PER MANUAL SPECS. GAS LINE BY OTHERS.
PW20200921814 | 21-SEP-20 | 1033 |  | POLK | ST |  | COMPLETE | 29-SEP-20 | BRIAN FUSCO PLUMBING | WORK CATEGORY: 1P; FINAL OUT OLD PERMIT.
PW20200921783 | 21-SEP-20 | 430 |  | VALLEJO | ST |  | ISSUED | 21-SEP-20 | ROS PLUMBING | WORK CATEGORY: 2PA; REMOVE OLD BOILER INSTALL NEW BOILER WITH HOT WATER STORAGE TANK.INSTALL ALL NECESSARY EQUIPMENT FOR HEATING SYSTEM
PW20200921821 | 21-SEP-20 | 358 |  | VELASCO | AV |  | ISSUED | 21-SEP-20 | TAVOR PLUMBING | WORK CATEGORY: 1P; REPLACE EXISTING 50 GALLONS WATER HEATER IN THE MECHANICAL CLOSET
PW20200921802 | 21-SEP-20 | 150 |  | CALIFORNIA | ST |  | ISSUED | 21-SEP-20 | K E P PLUMBING INC. | WORK CATEGORY: 5P; K E P #20-031 18TH FLOOR TOILET ROOM AND BREAK ROOM SINK. RELOCATE 2 IN WALL CARRIERS. NEW BREAK ROOM SINK WITH REFER BOX.
PW20200922849 | 22-SEP-20 | 633 |  | FOLSOM | ST |  | COMPLETE | 29-SEP-20 | PAN-PACIFIC MECHANICAL LLC | WORK CATEGORY: 11P; DEMOLITION PERMIT FOR BACKFLOW PREVENTER
PP20200922183 | 22-SEP-20 | 59 |  | BEAVER | ST |  | ISSUED | 23-SEP-20 | SAFE STEP WALK-IN TUB COMPANY INC. | REMOVE EXISTING TUB. INSTALL NEW WALK-IN TUB.
PP20200922190 | 22-SEP-20 | 785 |  | FOERSTER | ST |  | ISSUED | 24-SEP-20 | HUDAK PLUMBING | INSTALL NEW GAS LINE FOR BACKYARD FIRE PIT UNDERGROUND WORK REQUIRED.
PW20200922835 | 22-SEP-20 | 3826 |  | 25TH | ST |  | ISSUED | 22-SEP-20 | CJ PLUMBING | WORK CATEGORY: 2PA; INSTALL RADIANT HEATING
PP20200922173 | 22-SEP-20 | 2708 |  | 24TH | ST |  | ISSUED | 23-SEP-20 | WINEDARK INC | RENEWAL OF PERMIT PP20180904549.
PMW20200922834 | 22-SEP-20 | 312 |  | TEXAS | ST |  | ISSUED | 22-SEP-20 | BROWN'S MECHANICAL INC | WORK CATEGORY: 1M; INSTALLING 1-30K MINI-SPLIT AC-DUCTLESS IN REAR AND 1-24K INDOOR HEAD-WALL
PW20200922858 | 22-SEP-20 | 327 |  | CUMBERLAND | ST |  | COMPLETE | 28-SEP-20 | NEW MARBLE CO INC. | WORK CATEGORY: 1P; SHOWER PAN INSPECTION
PP20200922191 | 22-SEP-20 | 425 |  | 01ST | ST | 1902 | ISSUED | 24-SEP-20 | E S CONSTRUCTION | #1902: REPLACE/INSTALL IN-KIND FAUCET AND SINK.
PW20200922842 | 22-SEP-20 | 4008 |  | 19TH | ST |  | ISSUED | 22-SEP-20 | DLB PLUMBING | WORK CATEGORY: 1P; 3 WASHER AND DRYER 1 EACH NEW APARTMENT .
PW20200922851 | 22-SEP-20 | 3271 |  | BAKER | ST |  | ISSUED | 22-SEP-20 | ONE SOURCE PLUMBING AND ROOTER | WORK CATEGORY: 1P; REPLACED MAIN SEWER LATERAL AND HOUSE TRAP FROM CLAY TO CAST-IRON AND UPGRADE WATER SERVICE FROM GALVANIZED TO COPPER FROM THE METER TO THE MAIN VALVE IN THE GARAGE MOST WORK AND ALL SEWER WORK WILL BE PERFORMED IN DRIVEWAY AND SIDEWALK
PW20200922838 | 22-SEP-20 | 188 |  | SPEAR | ST |  | ISSUED | 22-SEP-20 | GOLDEN GATE FIRE PROTECTION INC | WORK CATEGORY: 4PB; 20-128 RELOCATE 10 UPRIGHT HEADS AND 6 PENDANTS ON THE 7TH FLOOR
PW20200922832 | 22-SEP-20 | 1011 |  | CHURCH | ST |  | ISSUED | 22-SEP-20 | HEGARTY PLUMBING | WORK CATEGORY: 1P; REMODEL 1 BATHROOM
PP20200922167 | 22-SEP-20 | 415 |  | BUCHANAN | ST | S | ISSUED | 22-SEP-20 | AGUILERA CONSTRUCTION COMPANY | NEW FIXTURES IN KITCHEN & BATHROOM.
PW20200922845 | 22-SEP-20 | 66 |  | LATONA | ST |  | ISSUED | 22-SEP-20 | DEMAKAS PLUMBING & HEATING INC | WORK CATEGORY: 8P; INSTALL TWO BOILERS AND PIPING FOR RADIATORS.
PW20200922831 | 22-SEP-20 | 391 |  | GREEN | ST |  | ISSUED | 22-SEP-20 | SUGAR BEAR PLUMBING | WORK CATEGORY: 1P; GAS TAG
PW20200922829 | 22-SEP-20 | 2008 |  | LYON | ST |  | ISSUED | 22-SEP-20 | PIPE SPY INC | WORK CATEGORY: 5P; REPLACING THE SEWER LATERAL FROM THE HOUSE FOUNDATION TO THE P-TRAP AT THE CURB.
PP20200922172 | 22-SEP-20 | 3520 |  | 21ST | ST |  | ISSUED | 24-SEP-20 | GILMAN SCREENS AND KITCHENS | REMODEL BATHROOM. NO CHANGE TO FLOORPLAN. NO CHANGE TO STRUCTURE. ALL FIXTURES WILL BE LIKE FOR LIKE.
PP20200922180 | 22-SEP-20 | 1506 |  | LOMBARD | ST | 0 | COMPLETE | 30-SEP-20 | JASAFI CONSTRUCTION INC | UNIT B: REMODELLING KITCHEN AND BATHROOM REPLACING PLUMBING FIXTURES.
PW20200922860 | 22-SEP-20 | 2321 |  | SCOTT | ST | 0 | ISSUED | 22-SEP-20 | EOIN DE BARRA PLUMBING | WORK CATEGORY: 2PA; BATHROOM AND KITCHEN REMODEL ADDING IN UNIT WASHER DRYER.
PW20200922852 | 22-SEP-20 | 3325 |  | FOLSOM | ST |  | COMPLETE | 25-SEP-20 | ROS PLUMBING | WORK CATEGORY: 1P; FINAL INSPECTION FOR PLUMBING & RADIANT ALSO TO CLOSE OUT PERMITS PW 2018 10 23458 PW2018 10 12193
PP20200922168 | 22-SEP-20 | 415 |  | BUCHANAN | ST | Z | ISSUED | 22-SEP-20 | AGUILERA CONSTRUCTION COMPANY | NEW FIXTURES IN KITCHEN & BATHROOM
PP20200922189 | 22-SEP-20 | 909 |  | GEARY | ST | 316 | ISSUED | 22-SEP-20 | INNOVATIVE CONSTRUCTION IMPLEMENT | INSTALL NEW BATH TUB IN ROOM 316
PMW20200922866 | 22-SEP-20 | 12 |  | WHITNEY | ST |  | ISSUED | 22-SEP-20 | BING'S HEATING & COOLING CO | WORK CATEGORY: 1M; REPLACE FURNACE
PMW20200922843 | 22-SEP-20 | 4233 |  | CESAR CHAVEZ | ST |  | COMPLETE | 01-OCT-20 | ASSOCIATED HEATING OF SF | WORK CATEGORY: 1M; FURNACE INSTALLATION
PW20200922839 | 22-SEP-20 | 277 |  | 22ND | AV |  | ISSUED | 22-SEP-20 | DISCOUNT PLUMBING CO | WORK CATEGORY: 1P; SEWER REPLACEMENT PROJECT.
PP20200922169 | 22-SEP-20 | 241 | 243 | MONTEREY | BL |  | ISSUED | 24-SEP-20 | JCE BUILDING & DEVELOPMENT INC. | REMODEL OF (E) KITCHEN CHANGE APPLIANCES AND FIXTURES. CONSTRUCTION OF A NEW BATHROOM. RELOCATION AND RENOVATION OF SEWET SUMP INSTALL NEW SUMP PUMP. EACH UNIT HAS A SEPARATE BOILER.
PP20200922181 | 22-SEP-20 | 240 |  | TAYLOR | ST |  | ISSUED | 24-SEP-20 | ORTIZ PLUMBING DRAIN CLEANING | DRAIN WASTE AND VENT DOMESTIC WATER SYSTEM AND GAS.
PW20200922844 | 22-SEP-20 | 31 |  | HIGHLAND | AV |  | ISSUED | 22-SEP-20 | ALVAREZ CONSTRUCTION & TILE INC | WORK CATEGORY: 1P; INSTALL NEW TOILET. INSTALL NEW SINK INSTALL NEW WASHER (LAUNDRY) HOOK-UP.
PW20200922848 | 22-SEP-20 | 29 |  | GORHAM | ST |  | COMPLETE | 28-SEP-20 | SHEERAN PIPELINE INC | WORK CATEGORY: 1P; REPLACE HOUSE TRAP AND SEWER TO BUILDING
PMW20200922855 | 22-SEP-20 | 948 |  | NAPLES | ST |  | ISSUED | 22-SEP-20 | GREEN-TECH DEVELOPERS | WORK CATEGORY: 1M; INSTALL NEW FURNACE 2 TONS 90% EFFICIENCY.
PW20200922861 | 22-SEP-20 | 241 |  | CARL | ST |  | ISSUED | 22-SEP-20 | MURREN PLUMBING | WORK CATEGORY: 2PA; RELOCATE LAUNDRY ADD ONE SHOWER WITH SHOWER PAN
PW20200922836 | 22-SEP-20 | 63 |  | BRONTE | ST |  | COMPLETE | 29-SEP-20 | DISCOUNT PLUMBING CO | WORK CATEGORY: 1P; SEWER REPLACEMENT PROJECT.
PW20200922856 | 22-SEP-20 | 415 |  | MISSOURI | ST |  | ISSUED | 22-SEP-20 | ALLIANCE PLUMBING WORKS INC | WORK CATEGORY: 2PA; ROUGH IN AND FINISH PLUMBING FOR BATHROOM AND LAUNDRY REMODEL.
PW20200922863 | 22-SEP-20 | 1045 |  | SANSOME | ST |  | ISSUED | 22-SEP-20 | E B GILMORE & SONS MECH SVCS INC | WORK CATEGORY: 8P; REPLACE OLD STEAM HEATING BOILER WITH NEW STEAM HEATING BOILER. REPLACE CONDENSATE PUMP.
PM20200922170 | 22-SEP-20 | 241 | 243 | MONTEREY | BL |  | ISSUED | 24-SEP-20 | JCE BUILDING & DEVELOPMENT INC. | REPLACE (E) FURNACE AND INSTALL NEW HYDRONIC HEATING FOR BOTH UNIT.
PP20200922185 | 22-SEP-20 | 460 |  | DWIGHT | ST |  | ISSUED | 25-SEP-20 | PRO COM HOME SERVICES CALIFORNIA INC | RENEWAL PP20190712500 FOR FINAL INSPECTION.
PP20200922186 | 22-SEP-20 | 272 |  | ARLINGTON | ST |  | ISSUED | 24-SEP-20 | ANCO CONSTRUCTION COMPANY | KITCHEN REMODEL IN-KIND NEW LIGHTING SINK DISHWASHER APPLIANCES CABINET & COUNTERS.
PW20200922854 | 22-SEP-20 | 1011 |  | CHURCH | ST |  | ISSUED | 22-SEP-20 | TREANOR TILING | WORK CATEGORY: 1P; SHOWER PAN INSPECTION
PP20200922174 | 22-SEP-20 | 1230 |  | PAGE | ST |  | ISSUED | 24-SEP-20 | DOUBLE E D CONSTRUCTION INC | UNIT A: REMODEL KITCHEN (STOVE SINK AND DISHWASHER). REMODEL BATHROOM (TOILET SINK AND SHOWER OVER TUB).
PMW20200922846 | 22-SEP-20 | 2090 |  | VALLEJO | ST |  | COMPLETE | 01-OCT-20 | BLAZE FIREPLACES OF NO CAL | WORK CATEGORY: 1M; INSTALLING ONE FIREPLACE
PP20200922177 | 22-SEP-20 | 3395 |  | BALBOA | ST | 3 | ISSUED | 22-SEP-20 | T T K CONSTRUCTION INC | NEW FIXTURES FOR KITCHEN & BATHROOM.
PW20200922850 | 22-SEP-20 | 2555 |  | 37TH | AV |  | COMPLETE | 28-SEP-20 | ARS INC. DBA RESCUE ROOTER | WORK CATEGORY: 1P; REPLACE WATER MAIN FROM METER TO HOUSE REPLACE HOT AND COLD WATER LINES REPLACE WASTE LINES IN HOUSE
PMW20200922865 | 22-SEP-20 | 4143 |  | 24TH | ST |  | ISSUED | 22-SEP-20 | ZH MECHANICAL INC | WORK CATEGORY: 1M; INSTALL TWO NEW AC AND HEATING SYSTEM FOR 2ND AND 3RD FLOOR INSTALL NEW HEAT PUMP SYSTEM AND INSTALL NEW EXHAUST SYSTEM FOR 1ST FLOOR INSTALL ALL VENT PIPE
PW20200922859 | 22-SEP-20 | 1029 |  | DOUGLASS | ST |  | ISSUED | 22-SEP-20 | CARY WING PLUMBING & FIRE PROTECTION INC | WORK CATEGORY: 4PA; FIRE SPRINKLER SYSTEM
PW20200922833 | 22-SEP-20 | 2447 |  | 28TH | AV |  | COMPLETE | 30-SEP-20 | ACE PLUMBING & ROOTER | WORK CATEGORY: 1P; SEWER REPAIR
PP20200922178 | 22-SEP-20 | 1555 | 1561 | INNES | AV |  | ISSUED | 23-SEP-20 | GIULIANI CONSTRUCTION INCORP | REPAIR PLUMBING DAMAGED BY THE FIRE AND DEMOTION. REPLACE GAS LINES WATER LINES AS NEEDED. REPLACE ALL FINISHES.
PP20200922182 | 22-SEP-20 | 202 |  | HOFFMAN | AV |  | ISSUED | 23-SEP-20 | SAFE STEP WALK-IN TUB COMPANY INC. | REMOVE EXISTING TUB INSTALL NEW WALK-IN TUB.
PP20200922187 | 22-SEP-20 | 425 |  | 01ST | ST | 3104 | ISSUED | 24-SEP-20 | E S CONSTRUCTION | #3104: REPLACE/INSTALL NEW SHOWER FIXTURES IN KIND IN SHOWER. REPLACE/INSTALL IN KIND NEW TUB AND FXITURES. INSTALL/REPLACE IN KINE NEW TOILET.
PW20200922828 | 22-SEP-20 | 395 |  | GREEN | ST |  | COMPLETE | 02-OCT-20 | SUGAR BEAR PLUMBING | WORK CATEGORY: 1P; GAS TAG
PW20200922864 | 22-SEP-20 | 1555 |  | CHESTNUT | ST |  | ISSUED | 22-SEP-20 | EOIN DE BARRA PLUMBING | WORK CATEGORY: 2PA; KITCHEN AND BATHROOM REMODEL ADDING SECOND BATHROOM AND IN UNIT WASHER DRYER. ONE NEW SHOWER PAN INSTALLATION. NEW GAS FROM METER TO SUPPLY DRYER AND STOVE.
PMW20200922853 | 22-SEP-20 | 382 |  | HILL | ST |  | COMPLETE | 01-OCT-20 | WARM SOLUTIONS / AMERICAN CHIMENY SVCS | WORK CATEGORY: 1M; INSTALL OF A DIRECT VENT GAS INSERT INTO AN EXISTING WOOD BURNING FIREPLACE.
PP20200922175 | 22-SEP-20 | 1230 |  | PAGE | ST |  | ISSUED | 24-SEP-20 | DOUBLE E D CONSTRUCTION INC | UNIT B: REMODEL KITCHEN (STOVE SINK AND DISHWASHER). REMODEL BATHROOM (TOILET SINK SHOWER OVER TUB).
PP20200922176 | 22-SEP-20 | 1226 |  | PAGE | ST |  | ISSUED | 24-SEP-20 | DOUBLE E D CONSTRUCTION INC | FIRST FLOOR: REMODEL KITCHEN (STOVE SINK DISHWASHER). REMODEL BATHROOM (TOILET SINK SHOWER OVER TUB).
PW20200922862 | 22-SEP-20 | 2321 |  | SCOTT | ST | 0 | ISSUED | 22-SEP-20 | EOIN DE BARRA PLUMBING | WORK CATEGORY: 2PA; KITCHEN AND BATHROOM REMODEL AND ADDING IN UNIT WASHER AND DRYER
PW20200922857 | 22-SEP-20 | 501 |  | NORIEGA | ST |  | ISSUED | 22-SEP-20 | FIRE GUARD PROTECTION INC. | WORK CATEGORY: 4PA; INSTALL FIRE SPRINKLER SYSTEM IN ENTIRE BUILDING PER NFPA-13R PP20180920074
PMW20200922847 | 22-SEP-20 | 100 |  | VAN NESS | AV |  | ISSUED | 22-SEP-20 | ACCO ENGINEERED SYSTEMS INC. | WORK CATEGORY: 1M; REMOVAL OF THE EXISTING HEAT PUMP SERIAL #AUBU141601083 AND REPLACE WITH NEW DAIKIN HEAT PUMP M/N WCCW5012BEYLS01 - SERIAL #SLPU200700125 IN APT UNIT 24-4
PP20200922179 | 22-SEP-20 | 55 |  | PUTNAM | ST |  | ISSUED | 23-SEP-20 | SETH BERNSTEIN | NEW SHOWER SHOWER PAN TOILET AND SINK.
PP20200922184 | 22-SEP-20 | 460 |  | DWIGHT | ST |  | COMPLETE | 01-OCT-20 | PRO COM HOME SERVICES CALIFORNIA INC | RENEWAL PERMIT PP20190801071 FOR FINAL INSPECTION.
PP20200922188 | 22-SEP-20 | 909 |  | GEARY | ST | 511 | ISSUED | 22-SEP-20 | INNOVATIVE CONSTRUCTION IMPLEMENT | INSTALL NEW BATH TUB IN ROOM 511
PP20200922171 | 22-SEP-20 | 601 |  | 04TH | ST | 108 | COMPLETE | 29-SEP-20 | JCE BUILDING & DEVELOPMENT INC. | 108: REPLACED TOILET SHOWER HEAD AND LAVATORIES.
PW20200922830 | 22-SEP-20 | 340 |  | MISSOURI | ST |  | ISSUED | 22-SEP-20 | FLOW MASTERS PLUMBING INC | WORK CATEGORY: 1P; REMODEL KITCHEN BATH LAUNDRY AND ADD BAR SINK
PW20200922841 | 22-SEP-20 | 4037 |  | 23RD | ST |  | COMPLETE | 29-SEP-20 | ADVANCED PLUMBING AND DRAIN INC | WORK CATEGORY: 1P; INSTALL 3¿ B/W VALVE DOWNSTREAM OF LOWER LEVEL BATHROOM.REROUTE TWO 3¿ DRAIN (RAIN) PIPES TO DOWNSTREAM OF BACKWATER VALVE.WE WILL USE CAST IRON PIPE AND FITTINGS FOR OUR INSTALLATION.
PW20200922837 | 22-SEP-20 | 417 |  | NORIEGA | ST |  | COMPLETE | 01-OCT-20 | ALL POINT SOLUTIONS PLUMBING CO. | WORK CATEGORY: 1P; INSTALL NAVIEN TANKLESS WATER HEATER
PMW20200922840 | 22-SEP-20 | 225 |  | DUBOCE | AV |  | ISSUED | 22-SEP-20 | S L MECHANICAL CONTRACTOR | WORK CATEGORY: 3MA; INSTALL 6 FURNACE FOR 6 APARTMENTS INSTALL 3 MORE FURNACE FOR 3 OTHER ADU UNIT ON GROUND FLOOR. DUCTING VENTS .FLUE PIPES FOR FURNACES .
PP20200923202 | 23-SEP-20 | 2414 |  | JONES | ST |  | ISSUED | 24-SEP-20 | GEE CONSTRUCTION CO INC | REPLACE BATHTUB BATH AND SHOWER FIXTURES TOILET AND BATHROOM VANITY SINK. REPLACE FLOOR AND WALL TILES.
PW20200923895 | 23-SEP-20 | 269 |  | POTRERO | AV |  | ISSUED | 23-SEP-20 | INDOOR ENVIRONMENTAL SERVICES | WORK CATEGORY: 5P; REPLACING 9 FAUCETS TO TOUCHLESS REPLACING 4 WATER CLOSETS TO TOUCHLESS REPLACE 1 URINAL.
PP20200923193 | 23-SEP-20 | 1010 |  | CHURCH | ST |  | ISSUED | 24-SEP-20 | AGUILERA CONSTRUCTION COMPANY | KITCHEN AND BATH REMODEL.
PP20200923205 | 23-SEP-20 | 2959 |  | 21ST | AV |  | ISSUED | 24-SEP-20 | WARD-TEK INC. | REMOVE AND REPLACE SHOWER VALVE REMOVE AND REPLACE VANITY AND SINK AND P-TRAP.
PW20200923904 | 23-SEP-20 | 2248 |  | JERROLD | AV | 9 | ISSUED | 23-SEP-20 | A M WEST MECHANICAL INC. | WORK CATEGORY: 2PA; INSTALL: ELECTRIC WATER HEATER 1 MAP SINK;1 COMPARTMENT SINK; 3 HAND SINKS.
PW20200923867 | 23-SEP-20 | 2028 |  | HYDE | ST | 0 | ISSUED | 23-SEP-20 | EVERLAST PLUMBING | WORK CATEGORY: 1P; GAS REPAIR IN BASEMENT GAS REPAIR AT THE STOVE IN UNIT#3 COMPLAINT REF# 202056334
PW20200923868 | 23-SEP-20 | 301 |  | HOWARD | ST |  | ISSUED | 23-SEP-20 | D P W INC. | WORK CATEGORY: 5P; WORK TO BE DONE ON THE 13TH FLOOR:CORE RESTROOMS: REWORK EXISTING ROUGH FOR NEW FIXTURES. 1 GENDER NEUTRAL BATHROOM: WC & LAVY. 2 BREAK ROOM SINKS 1 MOTHERS ROOM SINKS.
PW20200923884 | 23-SEP-20 | 3522 |  | CLAY | ST |  | COMPLETE | 30-SEP-20 | TILE ARTS INC | WORK CATEGORY: 2PA; 2 SHOWER PANS
PP20200923206 | 23-SEP-20 | 520 |  | GRANT | AV |  | ISSUED | 24-SEP-20 | AXEL8 CONSTRUCTION | #4: KITCHEN AND BATHROOM REHABILITATION. INSTALL W/D IN EXISTING CLOSET.
PW20200923898 | 23-SEP-20 | 3138 |  | KAMILLE | CT |  | COMPLETE | 25-SEP-20 | H & M FIRE PROTECTION INC. | WORK CATEGORY: 4PB; RELOCATE AND ADD FIRE SPRINKLERS FROM EXISTING SYSTEM IN COMMUNITY CENTER.
PW20200923888 | 23-SEP-20 | 1571 |  | 43RD | AV |  | ISSUED | 23-SEP-20 | ARB INC | WORK CATEGORY: 1P; GAS HOUSELINE EXT
PP20200923194 | 23-SEP-20 | 333 |  | 12TH | ST |  | ISSUED | 24-SEP-20 | IRON MECHANICAL INC | RENEW PP20180717235.
PMW20200923883 | 23-SEP-20 | 739 |  | ROCKDALE | DR |  | ISSUED | 23-SEP-20 | OKELL'S FIREPLACE | WORK CATEGORY: 1M; INSTALL A DIRECT VENT GAS FIREPLACE PER MANUAL SPECS. GAS LINE BY OTHERS.
PW20200923891 | 23-SEP-20 | 275 |  | BRANNAN | ST | 0 | ISSUED | 23-SEP-20 | R L H FIRE PROTECTION INC | WORK CATEGORY: 4PB; RELOCATE 16 PENDENT ADD 27 NEW PENDENT DELETE 22 PENDENT RELOCATE 12 UPRIGHT AND ADD 4 NEW UPRIGHT SPRINKLERS.
PP20200923207 | 23-SEP-20 | 1046 |  | RHODE ISLAND | ST |  | ISSUED | 01-OCT-20 | ROZEN HOME BUILDERS INC | REPLACE EXISTING TUB. INSTALLATION OF NEW TUB NEW VANITY.
PW20200923872 | 23-SEP-20 | 2121 |  | WEBSTER | ST | 101 | COMPLETE | 29-SEP-20 | GARIBALDI PLUMBING COMPANY INC | WORK CATEGORY: 1P; ADDENDUM TO PERMIT # PW20190411188 - FINAL INSPECTION
PW20200923893 | 23-SEP-20 | 601 |  | TOWNSEND | ST |  | COMPLETE | 25-SEP-20 | AYOOB & PEERY PLUMBING | WORK CATEGORY: 4PB; 1ST FLOOR PATIO: ADD (15) RELOCATE (0) AND PLUG (0) SPRINKLERS IN ORDER TO CONFORM WITH THE NEW WALL AND CEILING LAYOUT OF THE TENANT IMPROVEMENT. JOB# 19-618
PP20200923209 | 23-SEP-20 | 1250 |  | 33RD | AV |  | ISSUED | 25-SEP-20 | Z CONSTRUCTION COMPANY INC | FIRE DAMAGE REPAIR WORK AT KITCHEN AREA.
PW20200923897 | 23-SEP-20 | 2190 |  | BROADWAY | * | 8 | COMPLETE | 28-SEP-20 | ABBA STONE AND TILE INC | WORK CATEGORY: 2PA; 3 SHOWER PAN INSPECTION
PW20200923878 | 23-SEP-20 | 2722 |  | SAN JOSE | AV |  | COMPLETE | 29-SEP-20 | ECONOMY PLUMBING | WORK CATEGORY: 1P; REPAIR SEWER LINE
PMW20200923881 | 23-SEP-20 | 186 |  | CLINTON | PK |  | ISSUED | 23-SEP-20 | OKELL'S FIREPLACE | WORK CATEGORY: 1M; INSTALL A DIRECT VENT GAS INSERT PER MANUAL SPECS. GAS LINE BY OTHERS.
PP20200923192 | 23-SEP-20 | 2166 |  | HAYES | ST |  | ISSUED | 24-SEP-20 | BIC CONSTRUCTION INC | SHOWER PAN INSTALLATION ON LEVELS 1-2-3.
PW20200923901 | 23-SEP-20 | 1678 |  | 35TH | AV |  | ISSUED | 23-SEP-20 | F W H ACQUISITION CO LLC DBA FAST WATER | WORK CATEGORY: 1P; REMOVE/REPLACE GAS WATER HEATER
PP20200923204 | 23-SEP-20 | 645 |  | IRVING | ST |  | ISSUED | 25-SEP-20 | FIRST RESTAURANT BUILDERS | REMOVE EXISTING PLUMBING FIXTURES THAT WERE NOT USED ANY MORE. INSTALL NEW SINKS AND WATER FILTER.
PW20200923879 | 23-SEP-20 | 657 |  | PALMETTO | AV |  | COMPLETE | 29-SEP-20 | ARB INC | WORK CATEGORY: 1P; GAS HOUSELINE EXT
PW20200923894 | 23-SEP-20 | 950 |  | GOUGH | ST |  | ISSUED | 23-SEP-20 | SUPERIOR AUTOMATIC SPRINKLER | WORK CATEGORY: 4PB; INSTALLATION OF UNDERGROUND FIRE SPRINKLER MAIN
PW20200923869 | 23-SEP-20 | 44 |  | MONTGOMERY | ST | 0 | ISSUED | 23-SEP-20 | D P W INC. | WORK CATEGORY: 5P; WORK TO BE DONE ON THE 31ST FLOOR. REWORK EXISTING ROUGH AT PANTRY FOR NEW WALL MOUNT FAUCET.
PW20200923886 | 23-SEP-20 | 1567 |  | 43RD | AV |  | ISSUED | 23-SEP-20 | ARB INC | WORK CATEGORY: 1P; GAS HOUSELINE EXT
PP20200923208 | 23-SEP-20 | 442 |  | SANCHEZ | ST | 101 | ISSUED | 24-SEP-20 | CA BEAR CONSTRUCTION | 101: SHOWER PAN TILE WATER SERVICE SINGLE BATHROOM AND KITCHEN.
PW20200923900 | 23-SEP-20 | 403 |  | MAIN | ST | 0 | ISSUED | 23-SEP-20 | E B GILMORE & SONS MECH SVCS INC | WORK CATEGORY: 8P; REPLACE 2 OLD WATER HEATERS WITH 2 NEW WATER HEATERS. REPLACE 1 OLD HOT WATER STORAGE TANK WITH 1 NEW HOT WATER STORAGE TANK.
PW20200923892 | 23-SEP-20 | 1725 |  | MONTGOMERY | ST |  | ISSUED | 23-SEP-20 | R L H FIRE PROTECTION INC | WORK CATEGORY: 24 RELOCATE PENDENT ADD 15 PENDENT DELETE 12 PENDENT RELOCATE 8 UPRIGHT ADD 3 UPRIGHT AND DELETE 13 UPRIGHT SPRINKLERS
PP20200923203 | 23-SEP-20 | 182 |  | DESMOND | ST |  | ISSUED | 24-SEP-20 | GREAT WALL CONSTRUCTION | BATHROOM MINOR REPAIR.
PW20200923877 | 23-SEP-20 | 1370 |  | NATOMA | ST | 0 | ISSUED | 23-SEP-20 | RAZO PLUMBING | WORK CATEGORY: 2PA; RENEWAL OF PP20190416938: 1370 1372 1372A 1374 NATOMA ST. REMODEL 3 EXISTING UNITS ADD ONE UNIT IN BASEMENT WITH 2 BATHS. RADIANT HEATING FOR THE FLOORS ONE NEW BOILER
PW20200923870 | 23-SEP-20 | 119 |  | ST MARYS | AV |  | ISSUED | 23-SEP-20 | BRIGHT IDEAS PLUMBING AND ROOTER | WORK CATEGORY: 1P; ROUGH IN PLUMBING FOR KITCHEN DRAIN WASTE VENT AND WATERLINES. WASHER DWV AND WATERLINES ICE MAKER REROUTED.
PW20200923889 | 23-SEP-20 | 496 |  | CRESTLAKE | DR |  | ISSUED | 23-SEP-20 | LE'S PLUMBING & CONSTRUCTION | WORK CATEGORY: 1P; INSTALL NEW HEAT PUMP ON GROUND LEVEL
PW20200923896 | 23-SEP-20 | 121 |  | ELSIE | ST |  | ISSUED | 23-SEP-20 | FOX MERCHANDISING INTERNATIONAL INC DBA | WORK CATEGORY: 1P; (2) SHOWER PAN INSPECTIONS
PW20200923873 | 23-SEP-20 | 1380 |  | REVERE | AV |  | COMPLETE | 24-SEP-20 | THORPE DESIGN INC | WORK CATEGORY: 4PA; NEW CONSTRUCTION FIRE SPRINKLERS REFERENCE TO OLD PERMIT PW20190129548
PW20200923903 | 23-SEP-20 | 1015 |  | STOCKTON | ST |  | ISSUED | 23-SEP-20 | W F CONSTRUCTION CO | WORK CATEGORY: 2PA; REPLACE 75 GAL WATER HEATER ON GROUND FLOOR.
PW20200923907 | 23-SEP-20 | 75 |  | FOLSOM | ST | 901 | ISSUED | 23-SEP-20 | ROCKLAND CONSTRUCTION GROUP INC | WORK CATEGORY: 1P; NEED A CHANGE IN THE TOP FAUCET.
PMW20200923874 | 23-SEP-20 | 298 |  | MUNICH | ST |  | COMPLETE | 28-SEP-20 | ASTORGA CONSTRUCTION INC | WORK CATEGORY: 1M; INSPECT EXISTING FLUE VENTS AT LIGHT WELL. FOR WATER HEATER AND HYDRONIC HEATING BOILER.
PP20200923201 | 23-SEP-20 | 1649 |  | YORK | ST |  | FILED | 23-SEP-20 | HOMEOWNER'S PERMIT | RELOCATE SINK INCLUDE P-TRAP AND WATER SUPPLY LINE. RENEWAL OF EXPIRED PLUMBING PERMIT #PP20171006334. ROUGH ALREADY SIGN-OFF READY FOR FINAL.
PW20200923875 | 23-SEP-20 | 1376 |  | NATOMA | ST |  | ISSUED | 23-SEP-20 | RAZO PLUMBING | WORK CATEGORY: 2PB; RENEWAL OF PERMIT PP20190416937: 1376 1376A 1376B 1378 NATOMA ST. REMODEL 3 EXISTING UNITS ADD ONE UNIT IN BASEMENT WITH 2 BATHS. RADIANT HEATING FOR THE FLOORS ONE NEW BOILER. MOST WORK IS COMPLETE JUST NEED 4 INSPECTIONS FOR FINAL.
PW20200923902 | 23-SEP-20 | 3821 |  | 21ST | ST |  | ISSUED | 23-SEP-20 | CITY PLUMBING COMPANY | WORK CATEGORY: 1P; REMODEL KITCHEN
PW20200923890 | 23-SEP-20 | 1574 |  | 43RD | AV |  | ISSUED | 23-SEP-20 | ARB INC | WORK CATEGORY: 1P; GAS HOUSELINE EXT
PP20200923210 | 23-SEP-20 | 1231 |  | MARKET | ST |  | FILED | 23-SEP-20 | J & C SAFETY 1ST FIRE PROTECTION INC | REROUTE FIRE SPRINKLER LINE.
PMW20200923887 | 23-SEP-20 | 1460 |  | WILLARD | ST | 0 | ISSUED | 23-SEP-20 | OKELL'S FIREPLACE | WORK CATEGORY: 1M; INSTALL A DIRECT VENT GAS FIREPLACE PER MANUAL SPECS. GAS LINE BY OTHERS.
PW20200923880 | 23-SEP-20 | 660 |  | PALMETTO | AV |  | COMPLETE | 29-SEP-20 | ARB INC | WORK CATEGORY: 1P; GAS HOUSELINE EXT
PW20200923882 | 23-SEP-20 | 645 |  | PALMETTO | AV |  | COMPLETE | 28-SEP-20 | ARB INC | WORK CATEGORY: 1P; GAS HOUSELINE EXT
PW20200923876 | 23-SEP-20 | 744 |  | CHURCH | ST |  | COMPLETE | 28-SEP-20 | SDP PLUMBING INC DBA MR. ROOTER PLUMBING | WORK CATEGORY: 1P; NEW BUILDING WATER SERVICE FROM METER TO HOUSE
PW20200923885 | 23-SEP-20 | 1551 |  | 43RD | AV |  | ISSUED | 23-SEP-20 | ARB INC | WORK CATEGORY: 1P; GAS HOUSELINE EXT
PMW20200923899 | 23-SEP-20 | 1201 |  | 25TH | ST |  | COMPLETE | 01-OCT-20 | SCHMITT HEATING CO INC | WORK CATEGORY: 5M; REPAIR AND STRAP EXISTING FLUE FROM GAS HEATER PER CODE.
PW20200923871 | 23-SEP-20 | 1 |  | CALIFORNIA | ST |  | COMPLETE | 25-SEP-20 | R L H FIRE PROTECTION INC | WORK CATEGORY: 4PB; RELOCATE 6 AND ADD 3 SPRINKLERS ON THE 31ST FLOOR.
PW20200923905 | 23-SEP-20 | 4463 |  | MISSION | ST |  | ISSUED | 23-SEP-20 | ARGYRIS PLUMBING | WORK CATEGORY: 2PA; KITCHEN AND BATHROOM REMODEL IN UNIT #2 ALL FIXTURES TO REMAIN IN SAME LOCATION.
PW20200923906 | 23-SEP-20 | 680 |  | MISSION | ST |  | ISSUED | 23-SEP-20 | BAYWORKS PLUMBING | WORK CATEGORY: 2PA; RUN NEW WATER LINE FOR ICEMAKER INSTALL NEW KITCHEN SINK PTRAP NEW FAUCET AND DISHWASHER AT THE SAME LOCATION FOR UNITS : 28E 14E 12E
PW20200924935 | 24-SEP-20 | 2238 |  | GEARY | BL |  | COMPLETE | 01-OCT-20 | POTTER FIRE PROTECTION | WORK CATEGORY: 4PB; RELOCATE (5) ADD (1) AND REPLACE (3) FIRE SPRINKLERS ON THE 8TH FLOOR.
PW20200924944 | 24-SEP-20 | 2318 |  | 32ND | AV |  | COMPLETE | 29-SEP-20 | EVERLAST PLUMBING | WORK CATEGORY: 1P; OUTSIDE SEWER AND HOUSE TRAP
PW20200924920 | 24-SEP-20 | 2626 |  | GREEN | ST |  | ISSUED | 24-SEP-20 | BRIAN FUSCO PLUMBING | WORK CATEGORY: 1P; ADD INSPECTIONS TO EXISTING PERMIT.
PW20200924940 | 24-SEP-20 | 668 |  | SANCHEZ | ST |  | ISSUED | 24-SEP-20 | SMART PLUMBING PROJECT INC | WORK CATEGORY: 2PA; KITCHEN AND POWDER ROOM REMODEL
PW20200924908 | 24-SEP-20 | 1655 |  | 03RD | ST |  | ISSUED | 24-SEP-20 | PAN-PACIFIC MECHANICAL LLC | WORK CATEGORY: 5P; INSTALL SINK IN AREE ENGINEERING OFFICE NORTH TOWER
PW20200924909 | 24-SEP-20 | 31 |  | CARVER | ST |  | ISSUED | 24-SEP-20 | ROS PLUMBING | WORK CATEGORY: 2PA; INSTALL RADIANT HEAT SYSTEM INSTALL BOILER COMBI INSTALL FLUE INSTALL MANIFOLDS
PP20200924224 | 24-SEP-20 | 731 |  | DELTA | ST |  | FILED | 24-SEP-20 | HOMEOWNER'S PERMIT | TURN MY EXISTING BATHTUB SPACE INTO A SHOWER. NO CHANGES TO THE FLOOR PLAN OTHERWISE JUST DO NOT WANT A BATHTUB AND WANT A REGULAR SHOWER IN THAT SPOT.
PP20200924213 | 24-SEP-20 | 950 |  | MARKET | ST |  | ISSUED | 29-SEP-20 | U S PERMA INC. ::DBA: CA TILE INSTALLERS | INSTALLATION OF 448 SHOWER PANS AT MULTIPLE UNITS.
PW20200924930 | 24-SEP-20 | 480 |  | EDDY | ST |  | COMPLETE | 29-SEP-20 | BAY AREA MECHANICAL & ENG | WORK CATEGORY: 8P; REPLACE EXISTING HOT WATER BOILER.
PW20200924925 | 24-SEP-20 | 260 |  | GOLDEN GATE | AV |  | ISSUED | 24-SEP-20 | BATTALION ONE FIRE PROTECTION | WORK CATEGORY: 4PB; PROVIDE SPRINKLER COVERAGE @ 2ND 3RD AND 4TH MAIN LANDINGS WITHIN CENTRAL STAIRCASE. COVERAGE EXISTS ON 1ST AND ROOF LEVELS.
PMW20200924931 | 24-SEP-20 | 1814 |  | VALLEJO | ST |  | ISSUED | 24-SEP-20 | OKELL'S FIREPLACE | WORK CATEGORY: 1M; INSTALL 2 GAS INSERTS PER MANUAL SPECS. GAS LINE BY OTHERS.
PP20200924211 | 24-SEP-20 | 95 |  | CERRITOS | AV |  | ISSUED | 25-SEP-20 | BALLA CONSTRUCTION AND DESIGN | PROVIDE PROPER CATCH BASIN.
PW20200924934 | 24-SEP-20 | 455 |  | EDDY | ST |  | COMPLETE | 29-SEP-20 | FLOW MASTERS PLUMBING INC | WORK CATEGORY: 1P; RECONFIGURE FIRE SPRINKLER HEAD TO SUIT TENANT IMPROVEMENT. INSTALL FOUR NEW FIRE SPRINKLER HEADS; NO OTHER WORK TO SYSTEM
PW20200924918 | 24-SEP-20 | 45 |  | 06TH | AV |  | COMPLETE | 30-SEP-20 | SAN FRANCISCO PLUMBING CO | WORK CATEGORY: 1P; REPLACE HOUSETRAP & SECTION OF SEWER.
PW20200924912 | 24-SEP-20 | 500 |  | 07TH | AV |  | ISSUED | 24-SEP-20 | CORNELY COMPANY | WORK CATEGORY: 8P; REMOVE AND REPLACE STEAM BOILER (B3688)
PW20200924936 | 24-SEP-20 | 3960 |  | 18TH | ST |  | ISSUED | 24-SEP-20 | HYDRO FLOW SYSTEMS INC | WORK CATEGORY: 2PA; PLUMBING IN KIND FOR KITCHEN RECONFIGURED MASTER BATHROOM AND NEW PLUMBING FOR GUEST
PW20200924943 | 24-SEP-20 | 1040 |  | STEINER | ST | 0 | ISSUED | 24-SEP-20 | A AND T PLUMBING | WORK CATEGORY: 2PA; REMODEL BATHROOM KITCHEN ROUGH AND FINAL
PP20200924229 | 24-SEP-20 | 3144 |  | CLAY | ST |  | ISSUED | 25-SEP-20 | KL CONSTRUCTION GROUP | PLUMBING WORK FOR ONE (E) KITCHEN ONE (E) LAUNDRY ONE (E) BATHROOM ONE (N) BATHROOM W/ONE NEW SHOWER.
PW20200924923 | 24-SEP-20 | 110 |  | CONNECTICUT | ST |  | COMPLETE | 24-SEP-20 | ONE SOURCE PLUMBING AND ROOTER | WORK CATEGORY: 1P; REPLACING HOUSE TRAP ONLY UPDATING PERMITPW20200514443
PW20200924916 | 24-SEP-20 | 484 |  | OAK | ST |  | ISSUED | 24-SEP-20 | LUTZ PLUMBING INC | WORK CATEGORY: 1P; WATER HEATER REPLACEMENT
PW20200924941 | 24-SEP-20 | 792 |  | CAPP | ST |  | ISSUED | 24-SEP-20 | SMART PLUMBING PROJECT INC | WORK CATEGORY: 2PB; REF EXPIRED PERMIT #PW20190902587
PP20200924222 | 24-SEP-20 | 43 |  | DEL MONTE | ST |  | ISSUED | 25-SEP-20 | MDR CONSTRUCTION | ONE BATHROOM AND KITCHEN. UNDERGROUND PLUMBING AND SHOWER PAN.
PW20200924921 | 24-SEP-20 | 134 |  | TARAVAL | ST | 0 | ISSUED | 24-SEP-20 | LUPIAN PLUMBING | WORK CATEGORY: 2PA; BATH 1: REPLACE TUB 1 SINK & TOILET.BATH 2 : REPLACE TUB TOILET & 1 SINKMASTER: TUB SHOWER 2 SINKS & TOILET. WASH LET FOR TOILET. ADD A HOSE BIB IN THE MASTER DECK.REINSTALL EXISTING STEAM UNIT & ADJUST OUTLET LOCATION ONLY.BATH 3: REPLACE SHOWER DRAIN VALVE & HANDHELD INSTALL NEW SINK & TOILET IN SAME LOCATION.BATH 4: REPLACE NEW TUB SHOWER VALE & INSTALL NEW SINK & TOILET IN SAME LOCATION.ALL TOILETS TO REMAIN IN SAME LOCATION.KITCHEN: POT FILLER SINK WATER FOR FRIDGE & GAS FOR STOVE.GAS LINE FOR FIREPLACERUN A GAS LINE FOR FURNACE
PP20200924227 | 24-SEP-20 | 639 |  | 26TH | AV |  | FILED | 24-SEP-20 | ODYSSEUS BUILDERS | REMODEL TWO BATHS AT 2ND FLOOR.
PW20200924928 | 24-SEP-20 | 21 |  | FOUNTAIN | ST |  | COMPLETE | 01-OCT-20 | SKAATES CANEPA INC | WORK CATEGORY: 2PA; DEMO FOR BOILER MAKE UP RP SERIAL#248172 MANUF: CONB MODEL: 40-203-T2 SIZE: .5" INSTALLATION OF MANUF: WATTS MODEL: 009QT SIZE: .5"
PW20200924919 | 24-SEP-20 | 1585 |  | 05TH | AV |  | ISSUED | 24-SEP-20 | S T PLUMBING | WORK CATEGORY: 1P; INSTALL NEW WATER HEATER AND SAFETY RELEASE VALVE FOR UNIT 206 BUILDING 1585.
PW20200924911 | 24-SEP-20 | 642 |  | NATOMA | ST |  | ISSUED | 24-SEP-20 | DISCOUNT PLUMBING CO | WORK CATEGORY: 1P; HOUSE TRAP REPLACEMENT
PW20200924915 | 24-SEP-20 | 342 |  | EDINBURGH | ST |  | COMPLETE | 30-SEP-20 | STAN PLUMBING | WORK CATEGORY: 1P; REPLACE KITCHEN SINK AND FAUCET SAME LOCATION.INSTALL NEW GAS STOVE SAME LOCATION.
PW20200924942 | 24-SEP-20 | 6 |  | CRAGMONT | AV |  | COMPLETE | 28-SEP-20 | PRECISE PLUMBING | WORK CATEGORY: 1P; INSTALL GAS LINE FOR FIREPLACE
PP20200924214 | 24-SEP-20 | 405 |  | HOWARD | ST | 0 | ISSUED | 25-SEP-20 | SKYLINE CONSTRUCTION | SHOWER PAN PERMIT FOR (4) 3'X3' SHOWERS ON THE 4TH FLOOR.
PP20200924226 | 24-SEP-20 | 730 |  | JAMESTOWN | AV |  | ISSUED | 26-SEP-20 | MONTGOMERY SANSOME LTD. | RENEW PP20180724429.
PW20200924938 | 24-SEP-20 | 80 |  | TERRA VISTA | AV | 0 | ISSUED | 24-SEP-20 | A M WEST MECHANICAL INC. | WORK CATEGORY: 4PB; INSTALL NEW OVERHEAD FIRE SPRINKLER SYSTEM IN NEW 6 ADU.INSTALL NEW WATER SERVICE LINE FOR NEW FIRE SPRINKLER SYSTEM FROM CURB TO THE BUILDING.
PP20200924220 | 24-SEP-20 | 1776 |  | SACRAMENTO | ST | 402 | ISSUED | 26-SEP-20 | I C D CONSTRUCTION | 402: BATHROOM REMODEL SHOWER PAN DRAIN NEW PLUMBING AND PLUMBING FIXTURES AS NEEDED.
PW20200924917 | 24-SEP-20 | 3036 |  | WEBSTER | ST |  | COMPLETE | 28-SEP-20 | ACE PLUMBING & ROOTER | WORK CATEGORY: 1P; SEWER REPAIR
PP20200924228 | 24-SEP-20 | 99 |  | LUPINE | AV | 0 | ISSUED | 26-SEP-20 | BRIGHTER BAY BUILDERS INC | 308:KITCHEN AND BATHROOM REMODEL. PLUMBING UP TO CODE AS NEEDED.
PW20200924932 | 24-SEP-20 | 550 |  | DAVIS | ST | 13 | ISSUED | 24-SEP-20 | BOB MORITZ'S RELIABLE PLUMBING/SERVICE | WORK CATEGORY: 2PA; INSTALLATION OF STEAM UNIT
PW20200924914 | 24-SEP-20 | 2410 |  | MISSION | ST |  | ISSUED | 24-SEP-20 | ACE PLUMBING & ROOTER | WORK CATEGORY: 1P; SEWER REPAIR
PW20200924927 | 24-SEP-20 | 100 |  | CHANNEL | * |  | ISSUED | 24-SEP-20 | ACCO ENGINEERED SYSTEMS INC. | WORK CATEGORY: 8P; DOMESTIC WATER HEATER PERMIT TO INSTALL AND OPERATE FOR NEW 17 STORY BUILDING. INCLUDES (5) DOMESTIC WATER HEATERS. LEVEL 3: (2) MODEL INTELLIHOT IQ 1001GENII. SERIAL NUMBERS 012420IQ100133 AND 012920IQ100134(1) MODEL INTELLIHOT IQ 1501GENII. SERIAL NUMBER 092419IQ150196LEVEL 17: (2) MODEL INTELLIHOT IQ 251GEBII. SERIAL NUMBERS 01292085 AND 05182034
PW20200924947 | 24-SEP-20 | 1881 |  | SUTTER | ST |  | ISSUED | 24-SEP-20 | ROJAS PLUMBING COMPANY | WORK CATEGORY: 1P; REMOVE AND REPLACE OLD FIXTURES IN UNIT 107: NEW SHOWER VALVE AND DRAIN. NEW ANGLE STOPS FOR BATHROOM AND KITCHEN. INSTALL FINISH TRIMS AT END.
PW20200924945 | 24-SEP-20 | 929 |  | MONTEREY | BL |  | ISSUED | 24-SEP-20 | AMX PLUMBING | WORK CATEGORY: 2PB; HOUSE TRAP AND SEWER MAIN REPLACEMENT.
PMW20200924924 | 24-SEP-20 | 343 |  | BENNINGTON | ST |  | ISSUED | 24-SEP-20 | M C L HEATING & AIR CONDITIONING INC | WORK CATEGORY: 1M; INSTALL QTY 2 HIGH EFFICIENCY FURNACES HEATING SYSTEMS. INSTALL QTY 1 MINI SPLIT HEATING / COOLING SYSTEM
PP20200924217 | 24-SEP-20 | 10 |  | QUICKSTEP | LN | 3 | ISSUED | 25-SEP-20 | ZARAGOZA PLUMBING | #3: REMOVE 2 BATHTUBS CONVERT TO A SHOWER. ADD A STACKABLE WASHER AND DRYER.
PP20200924215 | 24-SEP-20 | 411 |  | BURNETT | AV |  | ISSUED | 25-SEP-20 | PROSPER CONSTRUCTION DEVELOPMENT INC | 2 COMPLETE BATHROOMS REMODEL LIKE FOR LIKE SHOWER TO SHOWER (SHOER PAN).
PW20200924946 | 24-SEP-20 | 1436 |  | CLEMENT | ST |  | ISSUED | 24-SEP-20 | EVERLAST PLUMBING | WORK CATEGORY: 1P; BATHROOM AND KITCHEN REMODEL ROUGH AND FINISH PLUMBING
PM20200924221 | 24-SEP-20 | 4426 |  | 19TH | ST |  | ISSUED | 01-OCT-20 | MISTER CHIMNEY CLEANING DBA NOVA FIREPLA | INSTALL 2 DIRECT VENT GAS FIREPLACES AND VENTING. FRAMING GAS AND POWER BY OTHERS.
PW20200924910 | 24-SEP-20 | 359 |  | 07TH | AV |  | COMPLETE | 28-SEP-20 | MARCO POLO PLUMBING | WORK CATEGORY: 1P; INSTALL NEW 1/2 GAS LINE FOR FIREPLACE FROM THE THE EXSISTING LINE
PW20200924933 | 24-SEP-20 | 1441 |  | TAYLOR | ST | 0 | ISSUED | 24-SEP-20 | CORNELY COMPANY | WORK CATEGORY: 8P; REMOVE AND REPLACE STEAM BOILER SN#211A9454-1293 PERMIT #114075 ( JOB B-3728)
PW20200924939 | 24-SEP-20 | 171 |  | 10TH | AV | 0 | COMPLETE | 30-SEP-20 | GARCIA PLUMBING AND MECHANICAL CO INC | WORK CATEGORY: 1P; NEW GAS LINE FOR FUTURE OUTLET.
PW20200924948 | 24-SEP-20 | 1881 |  | SUTTER | ST |  | ISSUED | 24-SEP-20 | ROJAS PLUMBING COMPANY | WORK CATEGORY: 1P; REMOVE AND REPLACE OLD FIXTURES IN UNIT 202: NEW SHOWER VALVE SAME TUB. NEW ANGLE STOPS FOR BATHROOM TOILET AND VANITY ONLY. EXTEND DRAIN FOR DOUBLE VANITY.
PM20200924223 | 24-SEP-20 | 43 |  | DEL MONTE | ST |  | ISSUED | 25-SEP-20 | MDR CONSTRUCTION | INSTALL NEW FURNACE UNIT.
PMW20200924929 | 24-SEP-20 | 171 |  | 10TH | AV | 0 | ISSUED | 24-SEP-20 | OKELL'S FIREPLACE | WORK CATEGORY: 1M; INSTALL GAS FIREPLACES PER MANUAL SPECS. GAS LINE BY OTHERS.
PP20200924225 | 24-SEP-20 | 1360 |  | WAYLAND | ST |  | ISSUED | 25-SEP-20 | HOMEOWNER'S PERMIT | CONVERT EXISTING WOOD BURNING FIREPLACE TO GAS INSERT FIREPLACE. USE EXISTING GAS LINE USED AS LOG LIGHTER PREVIOUSLY. RUN NEW ELECTRICAL CONNECTION FOR INSERT.
PP20200924212 | 24-SEP-20 | 519 |  | SANCHEZ | ST |  | COMPLETE | 29-SEP-20 | S L & W CONSTRUCTION COMPANY | RENEWAL OF PERMIT PP20190517893 FOR FINAL INSPECTION
PW20200924937 | 24-SEP-20 | 1805 |  | BUCHANAN | ST |  | ISSUED | 24-SEP-20 | MARTIN BROOKES DBA:HERITAGE MARBLE &TILE | WORK CATEGORY: 1P; SHOWER PANS
PM20200924230 | 24-SEP-20 | 201 |  | BERKELEY | WY |  | ISSUED | 01-OCT-20 | MISTER CHIMNEY CLEANING DBA NOVA FIREPLA | INSTALL DIRECT VENT GAS INSERT AND VENTING AT EXISTING WOOD BURNING CHIMNEY. GAS LINE AND POWER NOT INCLUDED ON THE PERMIT.
PW20200924926 | 24-SEP-20 | 1 |  | EMBARCADERO CENTER | * |  | ISSUED | 24-SEP-20 | GINO RINALDI INC | WORK CATEGORY: 5P; TEN (10) SHOWER PANS ON FIRST FLOOR.
PW20200924922 | 24-SEP-20 | 415 |  | EDNA | ST |  | ISSUED | 24-SEP-20 | CORNELY COMPANY | WORK CATEGORY: 1P; REMOVE AND REPLACE BACKFLOW DEVICE SN# 375850 MAKE WILKINS 1/2" 975XL
PW20200924913 | 24-SEP-20 | 100 |  | PINE | ST | 0 | COMPLETE | 29-SEP-20 | K E P PLUMBING INC. | WORK CATEGORY: 5P; K E P #19-105. REPLACE KITCHEN SINK TRIM.
PP20200924216 | 24-SEP-20 | 2436 |  | 15TH | ST |  | ISSUED | 25-SEP-20 | EXPERT HOME BUILDERS INC | COMPLETE BATHROOM REMODEL LIKE FOR LIKE FROM TUB TO SHOWER (SHOER PAN).
PP20200924219 | 24-SEP-20 | 650 | 652 | HAYES | ST |  | ISSUED | 25-SEP-20 | SILVER ARROWS PAINT RESTORATION | RENEW PP20190517902.
PW20200925957 | 25-SEP-20 | 495 |  | BEACH | ST |  | COMPLETE | 30-SEP-20 | ACCO ENGINEERED SYSTEMS INC. | WORK CATEGORY: 11P; REROUTING OF EXISTING NATURAL GAS PIPING FROM 1ST FLOOR TO 4TH FLOOR - ABOVE GROUND
PW20200925972 | 25-SEP-20 | 4135 |  | 21ST | ST |  | ISSUED | 25-SEP-20 | KEARNEY PLUMBING | WORK CATEGORY: 1P; 2 SHOWER PANS
PW20200925968 | 25-SEP-20 | 190 |  | 11TH | AV | 0 | ISSUED | 25-SEP-20 | STEVEN YEUNG INC DBA CHUNG WAH PLBG&FIRE | WORK CATEGORY: 1P; PERMIT FOR FINAL PLUMBING AND FOR REPLACING HOUSE TRAP.
PW20200925979 | 25-SEP-20 | 711 |  | PACIFIC | AV | 0 | COMPLETE | 29-SEP-20 | FAULT LINE PLUMBING INC | WORK CATEGORY: 8P; REPLACEMENT OF MIDDLE TANKLESS TAKAGI WATER HEATER WITH NEW. REMOVE OLD BOILER SERIAL # 141087192 FROM RECORD.
PW20200925963 | 25-SEP-20 | 845 |  | MARKET | ST |  | ISSUED | 25-SEP-20 | CITY MECHANICAL INC | WORK CATEGORY: 5P; PROVIDE NEW WASTE VENT HOT AND COLD WATER TO NEW KITCHEN EQUIPMENT AND PROVIDE NEW FLOOR SINK FOR INDIRECT DRAIN CONNECTIONS FOR PINK PINK TEA SHOPPE SPACE #11
PW20200925970 | 25-SEP-20 | 1683 |  | HAYES | ST |  | ISSUED | 25-SEP-20 | MC PLUMBING | WORK CATEGORY: 2PB; ROUGH IN AND TRIM OUT OF BATHROOM. SETTING NEW TUB NEW SHOWER VALVE NEW HEAD. FLOOR FROM THE SHOWER NEEDS TO BE OPEN TO MOVE WASTE WATER PIPE. PUT A NEW TOILET BUT IN EXISTING TOILETS PLACE.
PMW20200925958 | 25-SEP-20 | 194 |  | LAIDLEY | ST |  | ISSUED | 25-SEP-20 | AIR FLOW PRO'S | WORK CATEGORY: 1M; INSTALLATION OF DUCTLESS MINI SPLIT
PW20200925960 | 25-SEP-20 | 638 |  | BANKS | ST |  | ISSUED | 25-SEP-20 | INFINITY PLUMBING & ROOTER | WORK CATEGORY: 1P; BATHROOM AND KITCHEN REMODEL LOWER UNIT ONLY TWO WATER HEATER INSTALLATION
PP20200925237 | 25-SEP-20 | 1625 |  | EDDY | ST |  | ISSUED | 29-SEP-20 | 88 H V A C | REPLACEMENT OF 4 TANKLESS WATER HEATERS WITH 4 NEW ENERGY EFFICIENT TANKLESS WATER HEATERS IN-KIND.
PP20200925235 | 25-SEP-20 | 518 | 520 | 21ST | AV |  | ISSUED | 28-SEP-20 | MARINA CONSTRUCTION | REPLACE NEW PLUMBING IN BATHROOM AND WET BAR. ONE SHOWER PAN.
PW20200925956 | 25-SEP-20 | 1506 |  | WILLARD | ST | 0 | ISSUED | 25-SEP-20 | AAA RESTAURANT FIRE CONTROL/DBA AAA FIRE | WORK CATEGORY: 4PA; INSTALLATION OF OVERHEAD FIRE SPRINKLER SYSTEM CONSISTING OF UP-TO (40) SPRINKLER HEADS
PW20200925951 | 25-SEP-20 | 1881 |  | SUTTER | ST |  | ISSUED | 25-SEP-20 | ROJAS PLUMBING COMPANY | WORK CATEGORY: 1P; REMOVE AND REPLACE OLD FIXTURES IN UNIT 217: NEW SHOWER VALVE AND DRAIN. NEW SECOND VANITY SINK ACROSS FROM TOILET. NEW ANGLE STOPS FOR BATHROOM AND KITCHEN. INSTALL FINISH TRIMS AT END.
PP20200925236 | 25-SEP-20 | 445 |  | WAWONA | ST |  | ISSUED | 01-OCT-20 | WESTERN ALLIED MECHANICAL INC. | REMOVE & REPLACE THREE EXISTING HOT WATER BOILERS AND INSTALL TWO NEW 2000 MBTU HW BOILERS. BOILERS COMING OUT: AOSMITH # 040603462 TELEDYNE LAARS #18902007 CAMUS #760F8336478BOILERS GOING IN: CAMUS #081928580 & CAMUS #081928581
PP20200925231 | 25-SEP-20 | 2525 |  | STEINER | ST |  | ISSUED | 25-SEP-20 | SUPERIOR BUILDING | REPLACE PLUMBING IN NEW SLAB FOR LAUNDRY 1/2 BATH.
PW20200925975 | 25-SEP-20 | 1400 |  | GEARY | BL |  | ISSUED | 25-SEP-20 | HYLAND TILE & MARBLE INC | WORK CATEGORY: 2PA; INSTALLING A SHOWER PAN IN UNIT 1901
PP20200925238 | 25-SEP-20 | 1652 |  | EDDY | ST |  | ISSUED | 29-SEP-20 | 88 H V A C | REPLACE 7 BOILDERS IN-KIND (155K EACH UNIT NON-SEQUENCE).
PW20200925976 | 25-SEP-20 | 1017 |  | STOCKTON | ST |  | ISSUED | 25-SEP-20 | W F CONSTRUCTION CO | WORK CATEGORY: 2PA; REPAIR/REMODEL ALL 4 SHOWER ROOM ON SECOND AND THIRD FLOOR (2 EACH FLOOR) IN KIND.
PW20200925982 | 25-SEP-20 | 2907 |  | BUSH | ST |  | ISSUED | 25-SEP-20 | WESTGATE PLUMBING | WORK CATEGORY: 1P; RECONFIGURE PLUMBING FOR BATHROOM WATERS WASTE VENT & TUB.
PW20200925980 | 25-SEP-20 | 1238 |  | 03RD | AV |  | COMPLETE | 30-SEP-20 | JOSEPH TINSLEY PLUMBING | WORK CATEGORY: 1P; SEWER REPLACEMENT
PW20200925974 | 25-SEP-20 | 1 |  | MARKET | ST |  | ISSUED | 25-SEP-20 | PIONEER FIRE INC. | WORK CATEGORY: 4PB; ADD/RELOCATE TO ACCOMMODATE NEW BUILD OUT
PMW20200925954 | 25-SEP-20 | 1787 |  | 17TH | AV |  | ISSUED | 25-SEP-20 | OCEAN AIR HEATING | WORK CATEGORY: 1M; REPLACE EXISTING FURNACE IN GARAGE 1 NEW FURNACE IN SAME LOCATION.HOOK UP TO EXISTING DUCT WORK BOOTS GAS VENT FLUE ELECTRICAL.
PW20200925983 | 25-SEP-20 | 2040 |  | SUTTER | ST | 207 | ISSUED | 25-SEP-20 | ARCH PLUMBING INC | WORK CATEGORY: 1P; KITCHEN - REPLACEMENT OF TRIMBATHROOM1 CENTER DRAIN FOR SINK RAISE SHOWER HEAD ROUGH IN NEW SHOWER VALVE INSTALL TUB INSTALL TOILET INSTALL TRIM.BATHROOM 2- RAISE SHOWER HEAD ROUGH IN NEW SHOWER VALVE INSTALL TUB INSTALL TOILET INSTALL TRIM
PW20200925953 | 25-SEP-20 | 1881 |  | SUTTER | ST |  | ISSUED | 25-SEP-20 | ROJAS PLUMBING COMPANY | WORK CATEGORY: 1P; REMOVE AND REPLACE OLD FIXTURES IN UNIT 315: NEW SHOWER VALVE AND SHOWER PAN. NEW ANGLE STOPS FOR BATHROOM AND KITCHEN. INSTALL FINISH TRIMS AT END.
PMW20200925964 | 25-SEP-20 | 3727 |  | LAWTON | ST |  | ISSUED | 25-SEP-20 | WARM SOLUTIONS / AMERICAN CHIMENY SVCS | WORK CATEGORY: 1M; TO INSTALL A DIRECT VENT GAS FIREPLACE
PW20200925962 | 25-SEP-20 | 30 |  | BERKELEY | WY |  | COMPLETE | 28-SEP-20 | ECONOMY PLUMBING | WORK CATEGORY: 1P; REPAIR SEWER LINE.
PP20200925234 | 25-SEP-20 | 4145 |  | FOLSOM | ST |  | ISSUED | 26-SEP-20 | VK CONSTRUCTION | ADDING PLUMBING FOR WASHER AND SINK IN GARAGE.
PP20200925233 | 25-SEP-20 | 4650 |  | 18TH | ST |  | ISSUED | 25-SEP-20 | MOUNTAIN TOP CONSTRUCTION LLC | UPDATE SHOWER PLUMBING. INSTALL NEW TOILET REMOVE AND RE-INSTALL THREE STANDING TUB.
PW20200925949 | 25-SEP-20 | 1881 |  | SUTTER | ST |  | ISSUED | 25-SEP-20 | ROJAS PLUMBING COMPANY | WORK CATEGORY: 1P; REMOVE AND REPLACE OLD FIXTURES IN UNIT 210: NEW SHOWER VALVE AND DRAIN. NEW ANGLE STOPS FOR BATHROOM AND KITCHEN. INSTALL FINISH TRIMS AT END.
PMW20200925987 | 25-SEP-20 | 428 |  | LIBERTY | ST |  | ISSUED | 25-SEP-20 | PACIFIC RADIANT HEAT & CONSTRUCTION | WORK CATEGORY: 2M ; INSTALLATION OF 9 PANEL RADS
PW20200925981 | 25-SEP-20 | 755 |  | DOLORES | ST | 0 | ISSUED | 25-SEP-20 | B H CHEN INC | WORK CATEGORY: 4PB; INSTALL FIRE SPRINKLER FOR ADU
PW20200925955 | 25-SEP-20 | 1688 |  | SACRAMENTO | ST |  | ISSUED | 25-SEP-20 | GORMAN PIPELINE INC | WORK CATEGORY: 1P; NEW HOUSE TRAP AND SECTION OF PIPE IN SIDEWALK AREA ONLY
PW20200925985 | 25-SEP-20 | 29 |  | SAN LEANDRO | WY |  | ISSUED | 25-SEP-20 | O'CONNOR PLUMBING & FIRE PROTECTION | WORK CATEGORY: 2PB; REMODEL EXISTING MASTER BATHROOM
PP20200925232 | 25-SEP-20 | 830 |  | 41ST | AV |  | ISSUED | 26-SEP-20 | NORTHBAY HOME CONSTRUCTION SOLUTIONS INC | REMODEL KITCHEN. NEW APPLIANCES. NEW WATER / WASTE LINES NEW GAS LINE VALVE.
PW20200925952 | 25-SEP-20 | 1881 |  | SUTTER | ST |  | ISSUED | 25-SEP-20 | ROJAS PLUMBING COMPANY | WORK CATEGORY: 1P; REMOVE AND REPLACE OLD FIXTURES IN UNIT 308: NEW SHOWER VALVE AND SHOWER PAN DRAIN. NEW ANGLE STOPS FOR BATHROOM AND KITCHEN. INSTALL FINISH TRIMS AT END.
PMW20200925965 | 25-SEP-20 | 1610 |  | FULTON | ST |  | ISSUED | 25-SEP-20 | WARM SOLUTIONS / AMERICAN CHIMENY SVCS | WORK CATEGORY: 1M; TO INSTALL A DIRECT VENT GAS FIREPLACE.
PW20200925969 | 25-SEP-20 | 212 |  | PROSPECT | AV | 0 | ISSUED | 25-SEP-20 | MC PLUMBING | WORK CATEGORY: 1P; POWDER ROOM- MOVE EXISTING TOILET OVER 5 INCHES. ROUGH IN WASTE WATER AND VENT FOR LAVATORY. MAIN BATHROOM- INSTALL A TOILET AND VENT. VENT WILL RUN OUT AND UP THE ROOF.
PP20200925239 | 25-SEP-20 | 4219 |  | PACHECO | ST |  | ISSUED | 01-OCT-20 | JK PLUMBING | SEWER LINE REPLACEMENT IN THE GARAGE/DRIVEWAY AS WELL AS THE HOUSE TRAP IN FRONT OF GARAGE.
PMW20200925961 | 25-SEP-20 | 85 |  | PARKER | AV |  | ISSUED | 25-SEP-20 | SCHMITT HEATING CO INC | WORK CATEGORY: 1M; INSTALLATION OF NEW FURNACE FLUE CONDENSATE DRAIN LINE AND FLEXIBLE DUCTWORK IN ATTIC.
PW20200925950 | 25-SEP-20 | 1881 |  | SUTTER | ST |  | ISSUED | 25-SEP-20 | ROJAS PLUMBING COMPANY | WORK CATEGORY: 1P; REMOVE AND REPLACE OLD FIXTURES IN UNIT 212: NEW SHOWER VALVE AND BATHTUB. NEW ANGLE STOPS FOR BATHROOM AND KITCHEN. INSTALL FINISH TRIMS AT END.
PMW20200925966 | 25-SEP-20 | 1608 |  | FULTON | ST |  | ISSUED | 25-SEP-20 | WARM SOLUTIONS / AMERICAN CHIMENY SVCS | WORK CATEGORY: 1M; TO INSTALL A DIRECT VENT GAS FIREPLACE.
PW20200925973 | 25-SEP-20 | 318 |  | LOMBARD | ST |  | ISSUED | 25-SEP-20 | LUTZ PLUMBING INC | WORK CATEGORY: 1P; WATER HEATER REPLACEMENT FOR 318A LOMBARD
PW20200925959 | 25-SEP-20 | 1460 |  | WILLARD | ST | 0 | ISSUED | 25-SEP-20 | ROS PLUMBING | WORK CATEGORY: 2PA; INSTALL TWO NEW 1/2 GAS LINE FOR FIRE PLACE IN TWO UNITS
PW20200925978 | 25-SEP-20 | 453 |  | BELVEDERE | ST |  | ISSUED | 25-SEP-20 | ROTO-ROOTER SEWERS | WORK CATEGORY: 1P; REPLACING SEWER WITH TRENCHLESS REPAIR METHOD ALL THE WAY TO SEWER HOUSETRAP
PMW20200925967 | 25-SEP-20 | 1612 |  | FULTON | ST |  | ISSUED | 25-SEP-20 | WARM SOLUTIONS / AMERICAN CHIMENY SVCS | WORK CATEGORY: 1M; TO INSTALL A DIRECT VENT FLUE IN THE UPPER 2 UNITS IN PREPARATION TO INSTALL A DIRECT VENT GAS FIREPLACE AT A LATER DATE.
PW20200925977 | 25-SEP-20 | 150 |  | LOMBARD | ST | 402 | ISSUED | 25-SEP-20 | JOE WATTERSON PLUMBING | WORK CATEGORY: 1P; REPLACE FIXTURES IN BATHROOM AND KITCHEN
PW20200925971 | 25-SEP-20 | 318 |  | LOMBARD | ST |  | ISSUED | 25-SEP-20 | LUTZ PLUMBING INC | WORK CATEGORY: 1P; WATER HEATER REPLACEMENT
PMW20200925986 | 25-SEP-20 | 428 |  | LIBERTY | ST |  | ISSUED | 25-SEP-20 | PACIFIC RADIANT HEAT & CONSTRUCTION | WORK CATEGORY: 2M ; INSTALLATION OF RADIANT HEATING SYSTEM WITH DHW PRODUCTION 150KBTU WALL HUNG MOD/CON W/80GAL INDIRECT FIRED TANK.COOLING ON TOP 2 FLOORS VIA HEAT PUMP/MINI-SPLIT W/LID (4)CASSETTES
PW20200925984 | 25-SEP-20 | 35 |  | GALILEE | LN | 3 | ISSUED | 25-SEP-20 | MC PLUMBING | WORK CATEGORY: 1P; LAVATORY INSTALL/FAUCET AND WASTENORMAL FLOOR TOILET. SHOWER- VALVE WASTE AND VENT WASHER/DRYER
PM20200926242 | 26-SEP-20 | 235 |  | GOUGH | ST | 0 | ISSUED | 28-SEP-20 | LANDEN BUILDERS INC | TENANT IMPROVEMENT TO EXISTING VACANT COMMERCIAL UNIT TO INCLUDED NEW HVAC SYSTEM.
PP20200926245 | 26-SEP-20 | 1040 |  | DE HARO | ST |  | ISSUED | 29-SEP-20 | GOLDEN STATE MARBLE & GRANITE INC. | REMODEL 1 KITCHEN AND 2 BATHROOMS.
PP20200926241 | 26-SEP-20 | 235 |  | GOUGH | ST | 0 | ISSUED | 28-SEP-20 | LANDEN BUILDERS INC | TENANT IMPROVEMENT TO EXISTING VACANT COMMERCIAL UNIT AT GROUND FLOOR TO INCLUDE NEW WATER HEATER HAND WASH SINKS AND RESTROOM.
PP20200926248 | 26-SEP-20 | 1801 |  | GOUGH | ST |  | ISSUED | 29-SEP-20 | AXEL8 CONSTRUCTION | #305: CONVERT EXISTING DINING ROOM TO BEDROOM. RELOCATE KITCHEN. REHABILITATE EXISTING BATHROOM. INSTALL WASHER AND DRYER.
PP20200926247 | 26-SEP-20 | 4030 |  | 19TH | ST | 0 | ISSUED | 01-OCT-20 | BOSS CONSTRUCTION INC. | #15: REMODEL EXISTING KITCHEN AND BATHS (2). ADD WASHER/DRYER IN EXISTING CLOSET.
PP20200926249 | 26-SEP-20 | 1801 |  | GOUGH | ST |  | ISSUED | 29-SEP-20 | AXEL8 CONSTRUCTION | #602: CONVERT EXISTING DINING ROOM TO BEDROOM. RELOCATE KITCHEN. REHABILITATE EXISTING BATHROOM. INSTALL WASHER & DRYER.
PM20200926251 | 26-SEP-20 | 93 |  | BAY VIEW | ST |  | ISSUED | 29-SEP-20 | JIM CARRELL CONSTRUCTION | REPAIR OF TWO FLATS DAMAGED BY FIRE. REPLACEMENT OF EXISTING FURNACES WITH TWO HEAT PUMP MULTIZONE HVAC SYSTEMS. REPLACEMENT OF EXISTING GAS WATER HEATERS WITH TWO TANKLESS WATER HEATERS AND REPLACEMENT OF TWO EXISTING GAS STOVES.
PP20200926250 | 26-SEP-20 | 93 |  | BAY VIEW | ST |  | ISSUED | 29-SEP-20 | JIM CARRELL CONSTRUCTION | REPAIR OF TWO FLATS DAMAGED BY FIRE. PLUMBING WILL BE UPGRADED TO CURRENT CODE. EACH UNIT HAS ONE BATHROOM KITCHEN AND LAUNDRY. EACH BATHROOM HAS A TOILET SINK SHOWER AND TUB. EACH KITCHEN HAS ONE SINK. EACH LAUNDRY HAS A WASHING MACHINE HOOKUP.
PM20200926240 | 26-SEP-20 | 541 |  | MISSISSIPPI | ST |  | ISSUED | 29-SEP-20 | HADDON HEATING AND COOLING | REMOVE AND REPLACE FURNACE LIKE FOR LIKE SAME LOCATION. 98K BTU 96% AFUE. INSTALL AC ADD ON 5 TON 16 SEER.
PM20200926243 | 26-SEP-20 | 621 |  | GRANT | AV |  | ISSUED | 28-SEP-20 | AGUILERA CONSTRUCTION COMPANY | INSTALL HEATER.
PP20200926246 | 26-SEP-20 | 1599 |  | GREEN | ST |  | ISSUED | 01-OCT-20 | BOSS CONSTRUCTION INC. | 105: REMODEL EXISTING KITCHEN AND BATH. ADD LAUNDRY OUTLET IN EXISTING CLOSET.
PP20200926252 | 26-SEP-20 | 2141 |  | LAKE | ST |  | ISSUED | 28-SEP-20 | BAYSIDE PLUMBING INC | REMODEL 4 BATHROOMS KITCHEN SINK TANK LESS WATER HEATER REMODEL LAUNDRY AND GAS LINE.
PP20200926253 | 26-SEP-20 | 341 |  | KIRKHAM | ST |  | ISSUED | 28-SEP-20 | LB CONSTRUCTION & REMODELING | BATHROOM REMODEL. REPLACING THE MIXER VALVE TOILET SHOWER PAN AND VANITY.
PP20200926244 | 26-SEP-20 | 1714 |  | CLAY | ST |  | FILED | 26-SEP-20 | CHENG CHANG CONSTRUCTION | #8: REMODEL KITCHEN. REPLACE FAUCET AND DISHWASHER.
PW20200927991 | 27-SEP-20 | 2829 |  | 25TH | ST |  | COMPLETE | 28-SEP-20 | D & S LEONG ASSOCIATES | WORK CATEGORY: 4PA; AMENDED EXPIRED PERMIT # PW20190813137 FOR COMPLETE FINAL SPRINKLER WORK
PW20200927993 | 27-SEP-20 | 144 |  | LEXINGTON | ST |  | ISSUED | 27-SEP-20 | RODRIGUEZ FIRE PROTECTION | WORK CATEGORY: 4PA; INSTALLATION OF NEW OVERHEAD FIRE SYSTEM ON EXISTING 2" FIRELINE.
PW20200927988 | 27-SEP-20 | 2618 |  | BALBOA | ST |  | ISSUED | 27-SEP-20 | PRO PLUMBING & FIRE SPRINKLER INC | WORK CATEGORY: 4PA; INSTALL FIRE SPRINKLER SYSTEM IN FIRST FLOOR ONLY. INCLUDING UNDERGROUND FIRE SERVICE
PW20200927992 | 27-SEP-20 | 1889 |  | GREEN | ST |  | ISSUED | 27-SEP-20 | RODRIGUEZ FIRE PROTECTION | WORK CATEGORY: 4PA; INSTALLATION OF NEW UNDERGROUND FILE LINE AND OVERHEAD FIRE SPRINKLER SYSTEM.
PW20200927990 | 27-SEP-20 | 430 |  | GATES | ST |  | COMPLETE | 01-OCT-20 | CITYWIDE PLUMBING | WORK CATEGORY: 1P; INSTALLING A NEW WATER SERVICE FROM THE METER INTO THE HOUSE
PW20200927989 | 27-SEP-20 | 429 |  | GRAND VIEW | AV |  | ISSUED | 27-SEP-20 | MC MAHON PLUMBING | WORK CATEGORY: 1P; TWO SHOWER PANS TO INSPECT
PW20200928996 | 28-SEP-20 | 350 |  | MISSION | ST |  | COMPLETE | 01-OCT-20 | GOLDEN GATE FIRE PROTECTION INC | WORK CATEGORY: 4PB; 20-162 RELOCATE 3 HEADS ON THE 6TH FLOOR
PP20200928260 | 28-SEP-20 | 1801 |  | CALIFORNIA | ST | 0 | ISSUED | 29-SEP-20 | BRIGHTER BAY BUILDERS INC | 102: KITCHEN AND BATHROOM REMODEL. PLUMBING UP TO CODE AS NEEDED.
PMW20200928004 | 28-SEP-20 | 46 |  | STILLINGS | AV |  | ISSUED | 28-SEP-20 | BLAZE FIREPLACES OF NO CAL | WORK CATEGORY: 1M; INSTALLING ONE FIREPLACE
PP20200928263 | 28-SEP-20 | 1155 |  | JONES | ST | 510 | ISSUED | 28-SEP-20 | MASHAL BUILDERS & CONTRACTORS INC | REMODEL KITCHEN & BATHROOM.
PP20200928254 | 28-SEP-20 | 190 |  | EDDY | ST |  | ISSUED | 29-SEP-20 | ORTIZ PLUMBING DRAIN CLEANING | CORRECT FOR ADDRESS TO PERMIT PP20200922181.
PW20200928016 | 28-SEP-20 | 2738 |  | GREAT | HY |  | ISSUED | 28-SEP-20 | HYDRO FLOW SYSTEMS INC | WORK CATEGORY: 2PB; OUTDOOR PATIO AREA OUTDOOR SHOWER AREA DRAIN HOSE BIBS AND GAS FOR BBQ HOT TUB
PW20200928012 | 28-SEP-20 | 3456 |  | MISSION | ST |  | ISSUED | 28-SEP-20 | SMELLY MEL'S PLUMBING INC | WORK CATEGORY: 1P; SEWER REPAIR
PW20200928011 | 28-SEP-20 | 728 |  | 27TH | ST |  | COMPLETE | 30-SEP-20 | AMAZING TILE WORKS | WORK CATEGORY: 1P; SHOWER PAN INSTALLATION.
PW20200928998 | 28-SEP-20 | 850 |  | POWELL | ST | 701 | ISSUED | 28-SEP-20 | CAHILL AND KAVANAUGH INC * SEE NOTE* | WORK CATEGORY: 1P; REPLACEMENT OF EXISTING BACKFLOW DEVICE
PW20200928999 | 28-SEP-20 | 443 |  | HOFFMAN | AV |  | ISSUED | 28-SEP-20 | STATION 1 FIRE PROTECTION | WORK CATEGORY: 4PA; INSTALLATION OF FIRE SPRINKLERS IN NEW ADU
PP20200928267 | 28-SEP-20 | 1 |  | LILLIAN | ST |  | FILED | 28-SEP-20 | J D B CONSTRUCTION | NEW DOMESTIC WATER SUPPLY SERVICE BFP AND DRINKING FOUNTAIN
PW20200928018 | 28-SEP-20 | 1800 |  | NORIEGA | ST |  | ISSUED | 28-SEP-20 | D & S LEONG ASSOCIATES | WORK CATEGORY: 2PB; PLUMBING FOR FOR COMMERCIAL SPACE ADA RESTROOM HAND SINK MOP-SINK AND KITCHEN BATHROOM REMODEL FOR RESIDENTIAL
PP20200928266 | 28-SEP-20 | 945 |  | UNION | ST |  | ISSUED | 29-SEP-20 | L P G FIRE PROTECTION INC | REPLACING DAMAGED EXISTING ELECTRIC FIRE PUMP MOTER INSIDE LOWER GARAGE. THE BROWN COMPANY HAS ASSISTED I PG FIRE WITH REMOVAL OF DAMAGED ELECTRICAL MOTOR AND INSTALL AND HAVE PROVIDE A FACTORY PUMP TEST WHEN WORK WAS COMPLETE.
PM20200928261 | 28-SEP-20 | 1875 |  | UNION | ST |  | ISSUED | 01-OCT-20 | MATRIX HG INC | REMOVE AND REPLACE (1) SWAMP COOLER (1) FURNACE AND (1) UTILITY EXHAUST FAN. LIKE FOR LIKE SAME LOCATION. DUCT REPLACEMENT LESS THAN 40FT.
PP20200928265 | 28-SEP-20 | 2225 |  | 23RD | ST | 301 | ISSUED | 28-SEP-20 | AC AND COMPANY | BATHROOM REMODEL: REMOVE TUB INSTAL NEW TUB WITH DRAIN AND FIXTURE NEW SHTUFF FOR NEW LAV CABINET.
PP20200928255 | 28-SEP-20 | 40 |  | NIANTIC | AV |  | FILED | 28-SEP-20 | PARAMOUNT CONSTRUCTION | AMENDMENT TO PP20200921165 TO CHARGE THE UNDERGOUND WORK.
PP20200928270 | 28-SEP-20 | 1429 | 1431 | 07TH | AV |  | ISSUED | 29-SEP-20 | S O G CONSTRUCTION | FOR CORRECTION TO COMPLAINT 202056831. WATER HEATER INSTALLATION LAUNDRY WASTE LINE IMPROPERTLY CONNECTED ADD 2" LINE CAST IRON VENTED TO THE ROOF.
PP20200928262 | 28-SEP-20 | 350 |  | RHODE ISLAND | ST |  | FILED | 28-SEP-20 | D P W INC. | DECOMMISSION ROOF BOILER AND REMOVE BACKFLOW PREVENTER THAT SUPPLIES THE MAKE UP WATER. SERIAL # W184956
PW20200928995 | 28-SEP-20 | 2904 |  | CALIFORNIA | ST | 0 | ISSUED | 28-SEP-20 | NORTH SOUTH PLUMBING INC. | WORK CATEGORY: 1P; WE ARE REMODELING THE BATHROOM IN UNIT # 2. REPLACE EXISTING TUB WITH SHOWER.UPGRADE OTHER PLUMBING.
PW20200928015 | 28-SEP-20 | 1554 |  | MARKET | ST |  | ISSUED | 28-SEP-20 | IRON MECHANICAL INC | WORK CATEGORY: 3PC; MULTI FAMILY APARTMENT BUILDING WITH FUTURE RETAIL. BASEMENT BOILER SYSTEM DOMESTIC WATER HOT AND COLD NATURAL GAS TO STOVETOPS BOOSTER SYSTEM. UNITS - 109 - PLUMBING FIXTURES - 672
PP20200928258 | 28-SEP-20 | 385 |  | 10TH | ST | 6 | ISSUED | 01-OCT-20 | J Z CONSTRUCTION | 6: NEW BATHROOM AT MEZZANINE.
PW20200928001 | 28-SEP-20 | 1716 |  | QUESADA | AV |  | ISSUED | 28-SEP-20 | A T D TILE | WORK CATEGORY: 1P; WATER PROOF SHOWER PAN AND FLOOD TEST
PM20200928272 | 28-SEP-20 | 1429 | 1431 | 07TH | AV |  | ISSUED | 29-SEP-20 | S O G CONSTRUCTION | FOR CORRECTION TO COMPLAINT 202056831. INSTALLATION OF EXISTING FURNACE.
PW20200928010 | 28-SEP-20 | 2714 |  | PACIFIC | AV |  | COMPLETE | 30-SEP-20 | STONECRAFT TILE COMPANY | WORK CATEGORY: 1P; ONE SHOWER PAN AT LOWER LEVEL
PW20200928009 | 28-SEP-20 | 520 |  | BUCHANAN | ST |  | ISSUED | 28-SEP-20 | ALL SYSTEMS APPROVED INC | WORK CATEGORY: 4PA; DEMOLITION & INSTALLATION OF NEW AUTOMATIC LIGHT HAZARD WET-PIPE 13R FIRE SPRINKLER SYSTEM FOR PROTECTION OF SINGLE UNITY ONLY ON GROUND FLOOR OF ONE 4-STORY APARTMENT BUILDING
PP20200928269 | 28-SEP-20 | 1740 |  | BROADWAY | * | 207 | 506 | 70 | FILED | 28-SEP-20
PP20200928256 | 28-SEP-20 | 1891 | 1893 | OAKDALE | AV |  | FILED | 28-SEP-20 | LAO'S CONSTRUCTION | #3: RENEW PP20190531307 FOR FINAL INSPECTION.
PMW20200928994 | 28-SEP-20 | 101 |  | CALIFORNIA | ST |  | ISSUED | 28-SEP-20 | ANDERSON ROWE & BUCKLEY INC. | WORK CATEGORY: 5M; INSTALLATION OF CHILLED MECHANICAL PIPING ON 44TH FLOOR. AR&B JOB # 20-078
PW20200928007 | 28-SEP-20 | 1814 |  | VALLEJO | ST |  | ISSUED | 28-SEP-20 | GEORGE SALET PLUMBING INC | WORK CATEGORY: 1P; RUN GAS LINE FOR FIREPLACE
PW20200928020 | 28-SEP-20 | 418 |  | TEXAS | ST |  | ISSUED | 28-SEP-20 | JL PLUMBING *SEE NOTES* ASK FOR ID | WORK CATEGORY: 1P; KITCHEN REMODELING ADDING NEW BAR SINK AND GAS LINE
PW20200928005 | 28-SEP-20 | 2100 |  | PACIFIC | AV | 0 | ISSUED | 28-SEP-20 | PRIBUSS ENGINEERING INC | WORK CATEGORY: 1P; WW1884 - CUTOUT LEAKING STEAM CONDENSATE PIPE IN UNIT #1A TO GARAGE AND REPLACE WITH NEW.
PM20200928257 | 28-SEP-20 | 1891 | 1893 | OAKDALE | AV |  | FILED | 28-SEP-20 | LAO'S CONSTRUCTION | 3: RENEW PM20190531308 FOR FINAL INSPECTION.
PW20200928014 | 28-SEP-20 | 66 |  | CLEARY | CT | 906 | ISSUED | 28-SEP-20 | A PLUMBING**SEENOTE** | WORK CATEGORY: 1P; REPLACING BATHTUB FAUCET
PW20200928008 | 28-SEP-20 | 209 |  | ELSIE | ST |  | ISSUED | 28-SEP-20 | EASTON PLUMBING INC | WORK CATEGORY: 2PB; ROUGH IN AND TRIM OUT PLUMBING TO ONE NEW BATHROOM FIRST FLOOR WITH TOILET SHOWER SINK. ONE FLOOR DRAIN AND CATCH BASIN IN GARAGE AND ONE EXTERIOR DRAIN AT BOTTOM OF STAIRS.SECOND FLOOR BATH AND KITCHEN REMODEL
PW20200928002 | 28-SEP-20 | 2645 |  | OCEAN | AV |  | ISSUED | 28-SEP-20 | ANDERSON ROWE & BUCKLEY INC. | WORK CATEGORY: 4PB; AR&B 19-069 ADD FIRE SPRINKLER SYSTEM TO 2ND FLOOR - TOTAL SPRINKLERS 53
PW20200928003 | 28-SEP-20 | 2732 |  | BALBOA | ST |  | ISSUED | 28-SEP-20 | GARCIA PLUMBING AND MECHANICAL CO INC | WORK CATEGORY: 1P; NEW GAS LINE TO FUTURE OUTLET
PW20200928997 | 28-SEP-20 | 170 |  | VALLEY | ST |  | ISSUED | 28-SEP-20 | ACE PLUMBING & ROOTER | WORK CATEGORY: 1P; SEWER REPAIR
PW20200928013 | 28-SEP-20 | 1360 |  | MONTGOMERY | ST | 1 | ISSUED | 28-SEP-20 | CORNELY COMPANY | WORK CATEGORY: 8P; REMOVE AND REPLACE DOMESTIC AND HYDRONIC BOILER SN#MSD2362 PERMIT # 117522 (JOB B3734)
PP20200928259 | 28-SEP-20 | 3266 |  | 21ST | ST |  | ISSUED | 29-SEP-20 | BRIGHTER BAY BUILDERS INC | #204: KITCHEN AND BATHROOM REMODEL. PLUMBING UP TO CODE AS NEEDED AS PER COMPLAINT 202030835.
PP20200928268 | 28-SEP-20 | 1071 |  | MISSISSIPPI | ST | 0 | ISSUED | 29-SEP-20 | THREE KINGS CONSTRUCTION LLC | SHOWER PAN AND SHOWER VALVE INSTALLATION.
PMW20200928006 | 28-SEP-20 | 2688 |  | GREENWICH | ST |  | ISSUED | 28-SEP-20 | APOLLO HEATING AND VENTILATING | WORK CATEGORY: 1M; FURNACE REPLACEMENT
PP20200928264 | 28-SEP-20 | 1301 |  | GUERRERO | ST |  | ISSUED | 01-OCT-20 | KLAUS KUBLER CONSTRUCTION | REPLACEMENT IN KIND IMPROVE PLUMBING RUNS OVER 20 FEET THROUGH-OUT HOME. REPLACE PLUMBING NEAR EXISTING BOILER HEAT SYSTEM-PLUMBING OF COPPER AND OR STEAL PIPE MEDIUM AS NEEDED. GAS PLUMBING IMPROVEMENTS REQUIRED. CPC 2019 RESIDENTIAL CODES.
PW20200928017 | 28-SEP-20 | 2216 |  | CLAY | ST |  | COMPLETE | 01-OCT-20 | D & S LEONG ASSOCIATES | WORK CATEGORY: 1P; RENEWAL EXPIRED PERMIT PW2019091633 FOR COMPLETE RADIANT HEAT AND BOILER WORK.
PMW20200928019 | 28-SEP-20 | 208 |  | SURREY | ST |  | ISSUED | 28-SEP-20 | ZH MECHANICAL INC | WORK CATEGORY: 1M; INSTALL NEW HYDRONIC RADIANT HEAT SYSTEM AND VENT PIPE
PP20200928273 | 28-SEP-20 | 333 |  | TWIN PEAKS | BL |  | FILED | 28-SEP-20 | FAY CONSTRUCTION & RESTORATION INC | REMODEL MASTER BATHROOM TO INCLUDE NEW SHOWER PAN NEW SUPPLY (COPPER). REPLACE WASTE AND VENT TO TOILET VANITY (2 SINK) AND SHOWER. REPLACE VANITY AND TOILET IN 2ND FL 1/2 BATH (REPLACEMENT IN KIND OF FIXTURES).
PW20200929045 | 29-SEP-20 | 2830 |  | MISSION | ST |  | ISSUED | 29-SEP-20 | ASTORGA CONSTRUCTION INC | WORK CATEGORY: 6PA; REPLACE HAND SINK IN PATIO
PW20200929040 | 29-SEP-20 | 94 |  | KEYSTONE | WY |  | ISSUED | 29-SEP-20 | C & H PLUMBING CO. | WORK CATEGORY: 1P; CORRECT COMPLAINT#202054371. LEAKING SEWER WATER TO NEIGHBOR.
PMW20200929048 | 29-SEP-20 | 359 |  | 07TH | AV |  | ISSUED | 29-SEP-20 | WARM SOLUTIONS / AMERICAN CHIMENY SVCS | WORK CATEGORY: 1M; TO INSTALL A DIRECT VENT GAS FIREPLACE
PW20200929031 | 29-SEP-20 | 3810 |  | 18TH | ST |  | ISSUED | 29-SEP-20 | CARLETON R D PLUMBING | WORK CATEGORY: 2PA; KITCHEN W/ ISLAND SINK 2 BATHROOMS ONE WITH SHOWER PAN WASHER DRYER HOOK UP TANKLESS WATER HEATER AND DECK DRAIN
PP20200929279 | 29-SEP-20 | 267 |  | LEE | AV |  | FILED | 29-SEP-20 | BEST FOREVER CONSTRUCTION COMPANY | REMODEL EXISTING BATHROOM AND KITCHEN. ADD A NEW FULL BATHROOM ON 2ND FLOOR.
PM20200929285 | 29-SEP-20 | 328 |  | RICHLAND | AV |  | ISSUED | 01-OCT-20 | MACKENZIE CONSTRUCTION SERVICES INC | TO OBTAIN A FINAL INSPECTION FOR WORK APPROVED UNDER PREVIOUS PERMIT PM20181120818.
PW20200929062 | 29-SEP-20 | 816 |  | TARAVAL | ST |  | ISSUED | 29-SEP-20 | O'DONOVAN PLUMBING INC. | WORK CATEGORY: 3PB; ADD THREE NEW ADU UNITS .REMODEL TWO EXISTING COMMERCIAL UNITS WITH NEW BATHROOMS.REROUTE SEWER LINES PLUMBING STACKS FOR UPPER TWO FLOORS
PW20200929037 | 29-SEP-20 | 5116 |  | 03RD | ST |  | ISSUED | 29-SEP-20 | BRIAN FUSCO PLUMBING | WORK CATEGORY: 1P; REMODEL ADU UNIT
PP20200929284 | 29-SEP-20 | 328 |  | RICHLAND | AV |  | ISSUED | 02-OCT-20 | MACKENZIE CONSTRUCTION SERVICES INC | TO OBTAIN A FINAL INSPECTION FOR WORK APPROVED UNDER PREVIOUS PERMIT PP20181120817.
PP20200929287 | 29-SEP-20 | 280 |  | FELL | ST | 201 | ISSUED | 01-OCT-20 | L R PLUMBING | 1" GAS LINE.
PW20200929047 | 29-SEP-20 | 181 |  | FREMONT | ST |  | COMPLETE | 30-SEP-20 | ALLIED FIRE PROTECTION | WORK CATEGORY: 4PB; FIRE SPRINKLERS HOA LVLS 3 & 4. (7) ADDED ON LVL 3. (2) RELOCATED ON LVL 4.
PP20200929289 | 29-SEP-20 | 4016 |  | 26TH | ST | 0 | FILED | 29-SEP-20 | HUBERT PENNY | KITCHEN REMODEL
PMW20200929061 | 29-SEP-20 | 4070 |  | 23RD | ST |  | ISSUED | 29-SEP-20 | SHANE O'MALLEY DBA GREENFLOW HVAC | WORK CATEGORY: 1M; INSTALL A MITSUBISHI HEAT PUMP SYSTEM WITH TWO (2) WALL MOUNTED AIR HANDLERS
PMW20200929051 | 29-SEP-20 | 227 |  | GARFIELD | ST |  | ISSUED | 29-SEP-20 | SCHMITT HEATING CO INC | WORK CATEGORY: 1M; REPLACE EXISTING FURNACE WITH NEW HIGH-EFFICIENT FURNACE. INSTALL NEW FLUE TO VENT FURNACE. CONNECT TO EXISTING GAS.
PW20200929059 | 29-SEP-20 | 144 |  | LEXINGTON | ST |  | ISSUED | 29-SEP-20 | BAJA PLUMBING | WORK CATEGORY: 2PB; NEW PLUMBING FOR 3 APARTMENTS EACH APARTMENT WILL HAVE KITCHEN SINK LAUNDRY AND UNIT 1 ONE BATH AND 2 AND 3 2 BATHS.
PW20200929043 | 29-SEP-20 | 155 |  | MANOR | DR |  | COMPLETE | 01-OCT-20 | JOSEPH TINSLEY PLUMBING | WORK CATEGORY: 1P; SPOT REPAIR ON DRAIN LINE
PW20200929046 | 29-SEP-20 | 5116 |  | 03RD | ST |  | ISSUED | 29-SEP-20 | BRIAN FUSCO PLUMBING | WORK CATEGORY: 2PA; REMODEL EXISTING BACK HOUSE BATHROOM AND KITCHEN
PW20200929055 | 29-SEP-20 | 634 |  | SOUTH VAN NESS | AV |  | ISSUED | 29-SEP-20 | SAFE ASSURANCE FIRE PROTECTION | WORK CATEGORY: 4PA; PROVIDE NEW FIRE SPRINKLER SYSTEM FOR ENTIRE GROUND FLOOR. 14 FIRE SPRINKLER HEADS TOTAL
PP20200929275 | 29-SEP-20 | 1983 |  | 42ND | AV |  | ISSUED | 01-OCT-20 | HUNGTO CO INCORPORATION | ADD ONE BATHROOM ON GROUND LEVEL. RELOCATE LAUNDRY AREA AND WATER HEATER. ADD ONE POWDER ROOM ON 2ND FLOOR.
PMW20200929064 | 29-SEP-20 | 3928 |  | 19TH | ST |  | ISSUED | 29-SEP-20 | MAYEN HVAC | WORK CATEGORY: 1M; INSTALL NEW CENTRAL FURNACE FOR A COMPLAINT # 202016712
PW20200929035 | 29-SEP-20 | 282 |  | BRIGHT | ST |  | ISSUED | 29-SEP-20 | F W H ACQUISITION CO LLC DBA FAST WATER | WORK CATEGORY: 1P; REMOVE/REPLACE GAS WATER HEATER
PMW20200929056 | 29-SEP-20 | 456 |  | UTAH | ST |  | ISSUED | 29-SEP-20 | SCHMITT HEATING CO INC | WORK CATEGORY: 1M; INSTALL THREE NEW CONDENSATE DRAIN LINES.
PMW20200929034 | 29-SEP-20 | 450 |  | 31ST | AV |  | ISSUED | 29-SEP-20 | BAYSIDE HEATING & A/C INC | WORK CATEGORY: 2M ; REPLACE EXISTING FURNACE WITH VENTING AT EXISTING LOCATION. SAME CAPACITY AND UTILITIES.
PW20200929026 | 29-SEP-20 | 824 |  | ELIZABETH | ST |  | ISSUED | 29-SEP-20 | FEERICK PLUMBING | WORK CATEGORY: 2PB; REPLACE HOUSE TRAP AND SECTION OF HOUSE DRAIN
PM20200929276 | 29-SEP-20 | 1983 |  | 42ND | AV |  | ISSUED | 01-OCT-20 | HUNGTO CO INCORPORATION | RELOCATE AND INSTALL 1 NEW FURNACE.
PP20200929274 | 29-SEP-20 | 884 |  | DOLORES | ST | 0 | ISSUED | 30-SEP-20 | ELLIOTT BUILD REMODEL LLC | WORK IN THE KITCHEN AREA INCLUDES RUNNNING A NEW SUPPLY & WASTE LINE FOR SINK W/ NEW SHUTOFF VALVES RUNNING NEW 1/2" COPPER LINE FOR FUTURE ICE MAKER. MOVING THE GAS LINE FOR THE STOVE SHUTOFF INTO ADJACENT CABINET.
PMW20200929033 | 29-SEP-20 | 170 |  | 10TH | AV |  | ISSUED | 29-SEP-20 | HYDRONICS INC. | WORK CATEGORY: 2M ; FINAL BOILER INSPECTION.
PW20200929052 | 29-SEP-20 | 908 |  | POST | ST |  | ISSUED | 29-SEP-20 | S F GARAGE COMPANY INC. | WORK CATEGORY: 3PA; ROOMS -1 2 11 19 22 27 28 29 30 31 REMODEL IN KIND BATHROOMS ALL NEW FIXTURES AND PLUMBING PLUS 4 COMMON
PW20200929042 | 29-SEP-20 | 795 |  | 08TH | AV |  | ISSUED | 29-SEP-20 | COOPER AND HAWKINS INCORPORATED | WORK CATEGORY: 8P; REPLACE EXISTING DHW BOILER WITH LIKE-IN-KIND
PW20200929027 | 29-SEP-20 | 660 |  | SANCHEZ | ST |  | ISSUED | 29-SEP-20 | GARIBALDI PLUMBING COMPANY INC | WORK CATEGORY: 2PB; INSTALL PLUMBING AND FIXTURES FOR KITCHEN BATHROOMS AND LAUNDRY.
PW20200929028 | 29-SEP-20 | 34 |  | STEINER | ST |  | ISSUED | 29-SEP-20 | STEVEN YEUNG INC DBA CHUNG WAH PLBG&FIRE | WORK CATEGORY: 4PB; INSTALL FIRE SPRINKLER SYSTEM FOR 12 UNIT BUILDING.
PMW20200929038 | 29-SEP-20 | 101 |  | HUNTINGTON | DR |  | ISSUED | 29-SEP-20 | DARIN C KIETH DBA: HOWE FURNACE | WORK CATEGORY: 1M; INSTALL NEW FURNACE AND DUCTS IN GARAGE WITH PVC FLUE
PP20200929286 | 29-SEP-20 | 90 |  | WEST CLAY | ST |  | COMPLETE | 01-OCT-20 | HOMEOWNER'S PERMIT | SURVEY PERMIT ONLY
PM20200929282 | 29-SEP-20 | 1436 |  | REVERE | AV |  | ISSUED | 02-OCT-20 | DORE CONST. OF CALIF. INC. *SEE NOTES* | PERMIT TO BRING AN EXISTING FURNACE UP TO CODE.
PW20200929023 | 29-SEP-20 | 1441 |  | FULTON | ST | 0 | ISSUED | 29-SEP-20 | AFFORDABLE WATER HEATERS AND PLUMBING IN | WORK CATEGORY: 1P; REPLACE 50 GALLON WATER HEATER SAME LOCATION GARAGE
PMW20200929030 | 29-SEP-20 | 234 |  | MULLEN | AV |  | ISSUED | 29-SEP-20 | TUCK AIRE HTG &AIR COND. CORPDBA ATLAS H | WORK CATEGORY: 1M; INSTALLATION OF 7" ROUND DUCTING/ELBOWS/AND CAP FROM RANGE HOOD TO EXTERIOR.
PMW20200929065 | 29-SEP-20 | 2054 |  | 34TH | AV |  | ISSUED | 29-SEP-20 | ZH MECHANICAL INC | WORK CATEGORY: 1M; REPLACE OLD FURNACE TO INSTALL NEW FURNACE IN THE GARAGE AND VENT PIPE
PW20200929041 | 29-SEP-20 | 1271 |  | TREAT | AV |  | ISSUED | 29-SEP-20 | WATERWORKS INDUSTRIES INCORPORATED | WORK CATEGORY: 11P; INSTALLATION OF A 2" BACKFLOW DEVICE FOR THE SPLASH PAD.
PW20200929050 | 29-SEP-20 | 1395 |  | LYON | ST | 1 | ISSUED | 29-SEP-20 | ROTO-ROOTER SEWERS | WORK CATEGORY: 1P; REPLACING SHORT SECTION OF DRAINAGE PIPE IN DRIVEWAY/SIDEWALK AREA
PW20200929021 | 29-SEP-20 | 780 |  | ELIZABETH | ST |  | ISSUED | 29-SEP-20 | HEGARTY PLUMBING | WORK CATEGORY: 2PA; INSTALL RADIANT HEATING SYSTEM INCLUDING BOILER AND FLUE.
PP20200929278 | 29-SEP-20 | 265 |  | LEE | AV |  | FILED | 29-SEP-20 | BEST FOREVER CONSTRUCTION COMPANY | ADD A NEW FULL BATHROOM AND RELOCATED EXISTING KITCHEN ON 1ST FLOOR. INSTALL 2 NEW TANKLESS WATER HEATER.
PW20200929053 | 29-SEP-20 | 415 |  | NATOMA | ST |  | ISSUED | 29-SEP-20 | SUPERIOR AUTOMATIC SPRINKLER | WORK CATEGORY: 4PB; OVERHEAD FIRE SPRINKLER INSTALLATION - LEVELS P2 THRU L25
PP20200929277 | 29-SEP-20 | 2390 |  | CHESTNUT | ST | 0 | ISSUED | 01-OCT-20 | SURE INC. | 102: KITCHEN AND BATHROM REMODEL IN KIND.
PMW20200929025 | 29-SEP-20 | 111 |  | 06TH | AV |  | ISSUED | 29-SEP-20 | AIR PERFECTION HEATING & AIR CONDITION | WORK CATEGORY: 1M; INSTALLATION OF (3) NEW HIGH EFFICIENCY FURNACES.
PW20200929057 | 29-SEP-20 | 514 |  | JERSEY | ST |  | ISSUED | 29-SEP-20 | RIFF RAFF PLUMBING | WORK CATEGORY: 1P; SHOWER PAN
PW20200929032 | 29-SEP-20 | 1105 |  | BATTERY | ST | 0 | ISSUED | 29-SEP-20 | CA UNITED MECHANICAL INC | WORK CATEGORY: 5P; 1-BREAK ROOM SINK
PW20200929058 | 29-SEP-20 | 3251 |  | 20TH | AV |  | ISSUED | 29-SEP-20 | CORNELY COMPANY | WORK CATEGORY: 8P; PERFORMING BOILER PERMIT INSTALLED BY OTHERS SN# B13H00246098 / E13H00249951 / 1639M001142 / 1331M000388
PW20200929044 | 29-SEP-20 | 4332 |  | 19TH | ST |  | ISSUED | 29-SEP-20 | JOSEPH TINSLEY PLUMBING | WORK CATEGORY: 1P; NEW SEWER AND NEW HOUSETRAP INSTALLATION
PW20200929024 | 29-SEP-20 | 397 |  | GREEN | ST |  | ISSUED | 29-SEP-20 | SUGAR BEAR PLUMBING | WORK CATEGORY: 1P; GAS TEST
PW20200929039 | 29-SEP-20 | 223 |  | LIBERTY | ST |  | ISSUED | 29-SEP-20 | CREATIVE TILE AND MARBLE INC | WORK CATEGORY: 1P; WATERPROOFING OF ONE SHOWER PAN
PW20200929022 | 29-SEP-20 | 756 |  | CHESTNUT | ST | 0 | ISSUED | 29-SEP-20 | NORTH STAR PLUMBING & DEVELOPMENT INC | WORK CATEGORY: 2PB; PROVIDE NEW WASTE AND VENT HOT AND COLD WATER AND SHOWER PAN TO FIVE BATH ROOM AND TWO KITCHEN.PROVIDE NEW GAS TO TWO WATER HEATER AND FLUE PIPE
PW20200929036 | 29-SEP-20 | 363 |  | PRINCETON | ST |  | ISSUED | 29-SEP-20 | BRIAN FUSCO PLUMBING | WORK CATEGORY: 1P; KITCHEN AND BATH REMODEL
PW20200929063 | 29-SEP-20 | 146 |  | DIAMOND | ST |  | ISSUED | 29-SEP-20 | JIM PARR DBA PLUMBING | WORK CATEGORY: 11P; GAS TO BARBEQUE
PP20200929283 | 29-SEP-20 | 1845 |  | SAN JOSE | AV |  | FILED | 29-SEP-20 | HANG C CONSTRUCTION INC | LEGALIZE KITCHEN SINK ON FIRST FLOOR IN NEW UNIT.
PP20200929280 | 29-SEP-20 | 732 |  | 16TH | AV |  | ISSUED | 01-OCT-20 | HONG SHINK CONSTRUCTION | BATHROOM REMODEL. REPLACE EXISTING SHOWER PAN SHOWER VALVE VANITY AND TOILET.
PW20200929049 | 29-SEP-20 | 1395 |  | LYON | ST | 1 | COMPLETE | 01-OCT-20 | ROTO-ROOTER SEWERS | WORK CATEGORY: 1P; REPLACING A SHORT SECTION OF DRAIN PIPE IN DRIVEWAY/SIDEWALK AREA
PW20200929054 | 29-SEP-20 | 988 |  | MARKET | ST | 1 | COMPLETE | 01-OCT-20 | AYOOB & PEERY PLUMBING | WORK CATEGORY: 4PB; 8TH FLOOR: ADD (4) AND RELOCATE (5) SPRINKLERS IN ORDER TO CONFORM WITH THE NEW WALL AND CEILING LAYOUT OF THE TENANT IMPROVEMENT. REF#: 2020-0905-3594 JOB#: 20-601
PW20200929029 | 29-SEP-20 | 830 |  | MINNESOTA | ST |  | ISSUED | 29-SEP-20 | LUTZ PLUMBING INC | WORK CATEGORY: 1P; REPLACED TANKLESS WATER HEATER
PP20200929288 | 29-SEP-20 | 770 |  | OFARRELL | ST | 41 | ISSUED | 01-OCT-20 | INNOVATIVE CONSTRUCTION IMPLEMENT | ROOM 41: REPLACE SHOWER PANEL.
PW20200929060 | 29-SEP-20 | 1565 |  | 22ND | AV |  | COMPLETE | 01-OCT-20 | DISCOUNT PLUMBING CO | WORK CATEGORY: 1P; REPLACE APPROX 20FT OF 1 INCH COPPER WATER LINE